## Overview
30-Feeder Dataset
Dataset summary
Substations | 5
Feeders | 30
Total nodes | 236
Renewable nodes | 42
Fixed candidate tie points | 30
Workbook contents
Worksheet | Data rows | Content
Substations | 5 | Five 10 kV substations and schematic coordinates.
Feeders | 30 | Feeder-level topology, load, renewable, and selected-case summaries.
Nodes | 236 | Complete node attributes, schematic coordinates, load, renewable, and selection flags.
Node Averages | 236 | Compact node-level mean load and mean renewable-output table.
Node Profiles 24h | 5664 | Twenty-four hourly load and renewable-output records for every node.
Branches | 236 | Source connectors and feeder-internal branch electrical parameters.
Tie Points | 30 | One fixed candidate interconnection point for each feeder.
Pairwise RHC Labels | 435 | All feeder-pair combinations, their associated substations and tie nodes, the calculated RHC gain, and the corresponding ground-truth label.

## Data Dictionary
Worksheet | Source CSV | Field | Data type | Unit | Definition
Substations | substations.csv | substation_id | Identifier | - | Substation identifier.
Substations | substations.csv | name | Text | - | Display name of the substation.
Substations | substations.csv | x | Number | schematic unit | Horizontal coordinate used only for the schematic topology view; it is not geographic.
Substations | substations.csv | y | Number | schematic unit | Vertical coordinate used only for the schematic topology view; it is not geographic.
Substations | substations.csv | nominal_voltage_kv | Number | kV | Nominal line-to-line voltage level.
Feeders | feeder_metadata.csv | feeder_id | Identifier | - | Feeder identifier.
Feeders | feeder_metadata.csv | substation_id | Identifier | - | Substation identifier.
Feeders | feeder_metadata.csv | root_node | Identifier | - | First feeder node connected to the associated substation.
Feeders | feeder_metadata.csv | candidate_tie_node | Identifier | - | Fixed candidate interconnection node assigned to the feeder.
Feeders | feeder_metadata.csv | node_count | Integer | - | Number of feeder nodes, excluding the substation source node.
Feeders | feeder_metadata.csv | internal_branch_count | Integer | - | Number of branches internal to the feeder.
Feeders | feeder_metadata.csv | selected_for_40_bus_case | Boolean | - | Whether the feeder belongs to the four-feeder 40-bus case.
Feeders | feeder_metadata.csv | selected_group_id | Identifier | - | Identifier of the selected feeder group; blank outside the 40-bus case.
Feeders | feeder_metadata.csv | renewable_node_count | Integer | - | Number of nodes with a nonzero renewable reference installation.
Feeders | feeder_metadata.csv | total_peak_load_mw | Number | MW | Sum of node peak active loads on the feeder.
Feeders | feeder_metadata.csv | total_renewable_capacity_mw | Number | MW | Sum of renewable reference capacities on the feeder.
Feeders | feeder_metadata.csv | data_status | Categorical | - | Whether values are retained from the 40-bus paper case or generated for the public 30-feeder test system.
Nodes | nodes.csv | node_id | Identifier | - | Unique node identifier.
Nodes | nodes.csv | node_number | Integer | - | Integer node number used by the public dataset.
Nodes | nodes.csv | feeder_id | Identifier | - | Feeder identifier.
Nodes | nodes.csv | substation_id | Identifier | - | Substation identifier.
Nodes | nodes.csv | local_node_index | Integer | - | Node position within its feeder-local numbering scheme.
Nodes | nodes.csv | node_role | Categorical | - | Feeder root or ordinary load node.
Nodes | nodes.csv | x | Number | schematic unit | Horizontal coordinate used only for the schematic topology view; it is not geographic.
Nodes | nodes.csv | y | Number | schematic unit | Vertical coordinate used only for the schematic topology view; it is not geographic.
Nodes | nodes.csv | load_type | Categorical | - | Load-profile category assigned to the node.
Nodes | nodes.csv | load_type_code | Integer | - | Numeric code of the load-profile category.
Nodes | nodes.csv | peak_load_mw | Number | MW | Peak active load before application of the model load scale.
Nodes | nodes.csv | mean_load_mw | Number | MW | Mean active load over the 24-hour profile before model scaling.
Nodes | nodes.csv | optimization_load_scale | Number | p.u. | Multiplier used by the paper optimization code for load values.
Nodes | nodes.csv | model_peak_load_mw | Number | MW | Peak active load after applying optimization_load_scale.
Nodes | nodes.csv | model_mean_load_mw | Number | MW | Mean active load after applying optimization_load_scale.
Nodes | nodes.csv | renewable_type | Categorical | - | Renewable technology category: none, photovoltaic, wind, or hybrid.
Nodes | nodes.csv | renewable_capacity_mw | Number | MW | Reference installed renewable capacity used to form the display profile.
Nodes | nodes.csv | renewable_capacity_upper_bound_mw | Number | MW | Upper bound available to the hosting-capacity planning model.
Nodes | nodes.csv | mean_renewable_mw | Number | MW | Mean renewable active-power output over the 24-hour profile.
Nodes | nodes.csv | is_candidate_tie_point | Boolean | - | Whether the node is the feeder's fixed candidate interconnection point.
Node Averages | node_average_values.csv | node_id | Identifier | - | Unique node identifier.
Node Averages | node_average_values.csv | node_number | Integer | - | Integer node number used by the public dataset.
Node Averages | node_average_values.csv | feeder_id | Identifier | - | Feeder identifier.
Node Averages | node_average_values.csv | substation_id | Identifier | - | Substation identifier.
Node Averages | node_average_values.csv | mean_load_mw | Number | MW | Mean active load over the 24-hour profile before model scaling.
Node Averages | node_average_values.csv | model_mean_load_mw | Number | MW | Mean active load after applying optimization_load_scale.
Node Averages | node_average_values.csv | mean_renewable_mw | Number | MW | Mean renewable active-power output over the 24-hour profile.
Node Averages | node_average_values.csv | renewable_type | Categorical | - | Renewable technology category: none, photovoltaic, wind, or hybrid.
Node Averages | node_average_values.csv | renewable_capacity_mw | Number | MW | Reference installed renewable capacity used to form the display profile.
Node Averages | node_average_values.csv | is_candidate_tie_point | Boolean | - | Whether the node is the feeder's fixed candidate interconnection point.
Node Profiles 24h | node_profiles_24h.csv | hour | Integer | h | Hourly time index from 1 to 24.
Node Profiles 24h | node_profiles_24h.csv | node_id | Identifier | - | Unique node identifier.
Node Profiles 24h | node_profiles_24h.csv | load_mw | Number | MW | Node active load at the specified hour.
Node Profiles 24h | node_profiles_24h.csv | renewable_mw | Number | MW | Node renewable active-power output at the specified hour.
Branches | branches.csv | branch_id | Identifier | - | Unique branch identifier.
Branches | branches.csv | feeder_id | Identifier | - | Feeder identifier.
Branches | branches.csv | from_node | Identifier | - | Sending or upstream endpoint identifier.
Branches | branches.csv | to_node | Identifier | - | Receiving or downstream endpoint identifier.
Branches | branches.csv | branch_type | Categorical | - | Source connector or feeder-internal branch.
Branches | branches.csv | length_km | Number | km | Branch length used by the public test system or retained from the 40-bus paper case.
Branches | branches.csv | r_ohm | Number | ohm | Branch resistance used by the planning model.
Branches | branches.csv | x_ohm | Number | ohm | Branch reactance used by the planning model.
Branches | branches.csv | capacity_mva | Number | MVA | Branch or SOP apparent-power capacity.
Branches | branches.csv | normally_closed | Boolean | - | Normal branch switching state.
Branches | branches.csv | parameter_source | Categorical | - | Origin category of the electrical parameters.
Tie Points | candidate_tie_points.csv | tie_point_id | Identifier | - | Unique identifier of a feeder candidate interconnection point.
Tie Points | candidate_tie_points.csv | feeder_id | Identifier | - | Feeder identifier.
Tie Points | candidate_tie_points.csv | substation_id | Identifier | - | Substation identifier.
Tie Points | candidate_tie_points.csv | node_id | Identifier | - | Unique node identifier.
Tie Points | candidate_tie_points.csv | node_number | Integer | - | Integer node number used by the public dataset.
Tie Points | candidate_tie_points.csv | local_node_index | Integer | - | Node position within its feeder-local numbering scheme.
Tie Points | candidate_tie_points.csv | status | Categorical | - | Selection status of the candidate interconnection point.
Tie Points | candidate_tie_points.csv | selection_basis | Categorical | - | Rule used to assign the candidate interconnection point.
SOP Candidates | sop_candidates.csv | sop_id | Identifier | - | Unique SOP candidate identifier.
SOP Candidates | sop_candidates.csv | from_node | Identifier | - | Sending or upstream endpoint identifier.
SOP Candidates | sop_candidates.csv | to_node | Identifier | - | Receiving or downstream endpoint identifier.
SOP Candidates | sop_candidates.csv | from_feeder | Identifier | - | Feeder containing the SOP sending terminal.
SOP Candidates | sop_candidates.csv | to_feeder | Identifier | - | Feeder containing the SOP receiving terminal.
SOP Candidates | sop_candidates.csv | capacity_mva | Number | MVA | Branch or SOP apparent-power capacity.
SOP Candidates | sop_candidates.csv | normally_open | Boolean | - | Whether the candidate interconnection is normally open.

## Substations
substation_id | name | x | y | nominal_voltage_kv
S1 | Substation 1 | 360 | 300 | 10
S2 | Substation 2 | 1000 | 270 | 10
S3 | Substation 3 | 1640 | 300 | 10
S4 | Substation 4 | 650 | 815 | 10
S5 | Substation 5 | 1370 | 815 | 10

## Feeders
feeder_id | substation_id | root_node | candidate_tie_node | node_count | internal_branch_count | selected_for_40_bus_case | selected_group_id | renewable_node_count | total_peak_load_mw | total_renewable_capacity_mw
F01 | S1 | N041 | N047 | 7 | 6 | FALSE |  | 1 | 14.45 | 1.39
F02 | S1 | N048 | N055 | 8 | 7 | FALSE |  | 2 | 13.03 | 4.82
F03 | S1 | N056 | N061 | 6 | 5 | FALSE |  | 1 | 8.2 | 2.12
F04 | S1 | N001 | N011 | 11 | 10 | TRUE | G40 | 1 | 13.6 | 1.35
F05 | S1 | N062 | N070 | 9 | 8 | FALSE |  | 2 | 9.1 | 3.61
F06 | S1 | N071 | N077 | 7 | 6 | FALSE |  | 1 | 8.53 | 1.85
F07 | S2 | N078 | N085 | 8 | 7 | FALSE |  | 2 | 10.77 | 2.88
F08 | S2 | N086 | N091 | 6 | 5 | FALSE |  | 1 | 10.36 | 1.37
F09 | S2 | N092 | N101 | 10 | 9 | FALSE |  | 2 | 16.52 | 4.46
F10 | S2 | N102 | N108 | 7 | 6 | FALSE |  | 1 | 11.68 | 2.76
F11 | S2 | N012 | N017 | 6 | 5 | TRUE | G40 | 1 | 10.15 | 1.5
F12 | S2 | N109 | N117 | 9 | 8 | FALSE |  | 2 | 10.18 | 3.09
F13 | S3 | N118 | N124 | 7 | 6 | FALSE |  | 1 | 10.57 | 2.14
F14 | S3 | N125 | N132 | 8 | 7 | FALSE |  | 2 | 11.95 | 4.16
F15 | S3 | N133 | N138 | 6 | 5 | FALSE |  | 1 | 7.01 | 1.94
F16 | S3 | N139 | N148 | 10 | 9 | FALSE |  | 2 | 16.6 | 4.92
F17 | S3 | N149 | N155 | 7 | 6 | FALSE |  | 1 | 10.6 | 1.26
F18 | S3 | N156 | N164 | 9 | 8 | FALSE |  | 2 | 9.87 | 2.44
F19 | S4 | N018 | N028 | 11 | 10 | TRUE | G40 | 1 | 17.79 | 1.1
F20 | S4 | N165 | N170 | 6 | 5 | FALSE |  | 1 | 10.62 | 1.66
F21 | S4 | N171 | N178 | 8 | 7 | FALSE |  | 2 | 13.87 | 3.56
F22 | S4 | N179 | N185 | 7 | 6 | FALSE |  | 1 | 9.54 | 1.87
F23 | S4 | N186 | N194 | 9 | 8 | FALSE |  | 2 | 13.44 | 3.6
F24 | S4 | N195 | N199 | 5 | 4 | FALSE |  | 1 | 6.22 | 1.61
F25 | S5 | N200 | N207 | 8 | 7 | FALSE |  | 2 | 14.24 | 2.71
F26 | S5 | N208 | N214 | 7 | 6 | FALSE |  | 1 | 11.74 | 1.3
F27 | S5 | N029 | N040 | 12 | 11 | TRUE | G40 | 1 | 14.52 | 1.65
F28 | S5 | N215 | N220 | 6 | 5 | FALSE |  | 1 | 8.08 | 2.52
F29 | S5 | N221 | N229 | 9 | 8 | FALSE |  | 2 | 14.28 | 2.7
F30 | S5 | N230 | N236 | 7 | 6 | FALSE |  | 1 | 6.45 | 1.96

## Nodes
node_id | node_number | feeder_id | substation_id | local_node_index | node_role | x | y | load_type | load_type_code | peak_load_mw | mean_load_mw | optimization_load_scale | model_peak_load_mw | model_mean_load_mw | renewable_type | renewable_capacity_mw | renewable_capacity_upper_bound_mw | mean_renewable_mw | is_40_bus | is_candidate_tie_point
N001 | 1 | F04 | S1 | 1 | feeder_root | 402.6 | 329.83 | residential | 2 | 0 | 0 | 0.1 | 0 | 0 | none | 0 | 0 | 0 | TRUE | FALSE
N002 | 2 | F04 | S1 | 2 | load_node | 441.1 | 356.78 | residential | 2 | 0.99 | 0.60844 | 0.1 | 0.099 | 0.060844 | none | 0 | 0 | 0 | TRUE | FALSE
N003 | 3 | F04 | S1 | 3 | load_node | 493.94 | 363.26 | industrial | 3 | 2.01 | 1.1474 | 0.1 | 0.201 | 0.11474 | none | 0 | 0 | 0 | TRUE | FALSE
N004 | 4 | F04 | S1 | 4 | load_node | 479.6 | 383.74 | residential | 2 | 0.41 | 0.25198 | 0.1 | 0.041 | 0.025198 | none | 0 | 0 | 0 | TRUE | FALSE
N005 | 5 | F04 | S1 | 5 | load_node | 465.26 | 404.22 | residential | 2 | 0.36 | 0.22125 | 0.1 | 0.036 | 0.022125 | none | 0 | 0 | 0 | TRUE | FALSE
N006 | 6 | F04 | S1 | 6 | load_node | 532.44 | 390.22 | industrial | 3 | 1.49 | 0.85054 | 0.1 | 0.149 | 0.085054 | none | 0 | 0 | 0 | TRUE | FALSE
N007 | 7 | F04 | S1 | 7 | load_node | 518.1 | 410.7 | industrial | 3 | 1.57 | 0.89621 | 0.1 | 0.157 | 0.089621 | none | 0 | 0 | 0 | TRUE | FALSE
N008 | 8 | F04 | S1 | 8 | load_node | 503.76 | 431.18 | residential | 2 | 0.91 | 0.55927 | 0.1 | 0.091 | 0.055927 | none | 0 | 0 | 0 | TRUE | FALSE
N009 | 9 | F04 | S1 | 9 | load_node | 570.94 | 417.18 | residential | 2 | 1.45 | 0.89115 | 0.1 | 0.145 | 0.089115 | none | 0 | 0 | 0 | TRUE | FALSE
N010 | 10 | F04 | S1 | 10 | load_node | 556.6 | 437.66 | residential | 2 | 1.98 | 1.2169 | 0.1 | 0.198 | 0.12169 | pv | 1.35 | 10 | 0.54281 | TRUE | FALSE
N011 | 11 | F04 | S1 | 11 | load_node | 542.26 | 458.14 | residential | 2 | 2.43 | 1.4934 | 0.1 | 0.243 | 0.14934 | none | 0 | 0 | 0 | TRUE | TRUE
N012 | 12 | F11 | S2 | 1 | feeder_root | 990.97 | 321.21 | commercial | 4 | 0 | 0 | 0.1 | 0 | 0 | none | 0 | 0 | 0 | TRUE | FALSE
N013 | 13 | F11 | S2 | 2 | load_node | 982.81 | 367.5 | commercial | 4 | 1.18 | 0.72767 | 0.1 | 0.118 | 0.072767 | none | 0 | 0 | 0 | TRUE | FALSE
N014 | 14 | F11 | S2 | 3 | load_node | 986.96 | 415.95 | commercial | 4 | 2.46 | 1.517 | 0.1 | 0.246 | 0.1517 | none | 0 | 0 | 0 | TRUE | FALSE
N015 | 15 | F11 | S2 | 4 | load_node | 962.34 | 411.61 | commercial | 4 | 1.71 | 1.0545 | 0.1 | 0.171 | 0.10545 | wind | 1.5 | 10 | 0.875 | TRUE | FALSE
N016 | 16 | F11 | S2 | 5 | load_node | 966.49 | 460.07 | commercial | 4 | 2.06 | 1.2703 | 0.1 | 0.206 | 0.12703 | none | 0 | 0 | 0 | TRUE | FALSE
N017 | 17 | F11 | S2 | 6 | load_node | 958.32 | 506.35 | commercial | 4 | 2.74 | 1.6897 | 0.1 | 0.274 | 0.16897 | none | 0 | 0 | 0 | TRUE | TRUE
N018 | 18 | F19 | S4 | 1 | feeder_root | 602.87 | 793.02 | residential | 2 | 0 | 0 | 0.1 | 0 | 0 | none | 0 | 0 | 0 | TRUE | FALSE
N019 | 19 | F19 | S4 | 2 | load_node | 560.28 | 773.16 | residential | 2 | 1.78 | 1.094 | 0.1 | 0.178 | 0.1094 | none | 0 | 0 | 0 | TRUE | FALSE
N020 | 20 | F19 | S4 | 3 | load_node | 512.4 | 764.63 | residential | 2 | 2.67 | 1.6409 | 0.1 | 0.267 | 0.16409 | none | 0 | 0 | 0 | TRUE | FALSE
N021 | 21 | F19 | S4 | 4 | load_node | 522.96 | 741.97 | residential | 2 | 2.3 | 1.4135 | 0.1 | 0.23 | 0.14135 | none | 0 | 0 | 0 | TRUE | FALSE
N022 | 22 | F19 | S4 | 5 | load_node | 464.52 | 756.09 | residential | 2 | 1.6 | 0.98333 | 0.1 | 0.16 | 0.098333 | none | 0 | 0 | 0 | TRUE | FALSE
N023 | 23 | F19 | S4 | 6 | load_node | 475.08 | 733.43 | residential | 2 | 0.2 | 0.12292 | 0.1 | 0.02 | 0.012292 | pv | 1.1 | 10 | 0.44229 | TRUE | FALSE
N024 | 24 | F19 | S4 | 7 | load_node | 485.65 | 710.78 | residential | 2 | 2.02 | 1.2415 | 0.1 | 0.202 | 0.12415 | none | 0 | 0 | 0 | TRUE | FALSE
N025 | 25 | F19 | S4 | 8 | load_node | 421.92 | 736.23 | residential | 2 | 0.41 | 0.25198 | 0.1 | 0.041 | 0.025198 | none | 0 | 0 | 0 | TRUE | FALSE
N026 | 26 | F19 | S4 | 9 | load_node | 432.49 | 713.57 | industrial | 3 | 3.04 | 1.7353 | 0.1 | 0.304 | 0.17353 | none | 0 | 0 | 0 | TRUE | FALSE
N027 | 27 | F19 | S4 | 10 | load_node | 443.05 | 690.91 | residential | 2 | 2.08 | 1.2783 | 0.1 | 0.208 | 0.12783 | none | 0 | 0 | 0 | TRUE | FALSE
N028 | 28 | F19 | S4 | 11 | load_node | 389.89 | 693.71 | residential | 2 | 1.69 | 1.0386 | 0.1 | 0.169 | 0.10386 | none | 0 | 0 | 0 | TRUE | TRUE
N029 | 29 | F27 | S5 | 1 | feeder_root | 1412.6 | 785.17 | commercial | 4 | 0 | 0 | 0.1 | 0 | 0 | none | 0 | 0 | 0 | TRUE | FALSE
N030 | 30 | F27 | S5 | 2 | load_node | 1451.1 | 758.22 | commercial | 4 | 1.92 | 1.184 | 0.1 | 0.192 | 0.1184 | none | 0 | 0 | 0 | TRUE | FALSE
N031 | 31 | F27 | S5 | 3 | load_node | 1475.26 | 710.78 | commercial | 4 | 1.44 | 0.888 | 0.1 | 0.144 | 0.0888 | none | 0 | 0 | 0 | TRUE | FALSE
N032 | 32 | F27 | S5 | 4 | load_node | 1489.6 | 731.26 | commercial | 4 | 0.18 | 0.111 | 0.1 | 0.018 | 0.0111 | none | 0 | 0 | 0 | TRUE | FALSE
N033 | 33 | F27 | S5 | 5 | load_node | 1503.94 | 751.74 | commercial | 4 | 1.55 | 0.95583 | 0.1 | 0.155 | 0.095583 | none | 0 | 0 | 0 | TRUE | FALSE
N034 | 34 | F27 | S5 | 6 | load_node | 1513.76 | 683.82 | commercial | 4 | 1.06 | 0.65367 | 0.1 | 0.106 | 0.065367 | none | 0 | 0 | 0 | TRUE | FALSE
N035 | 35 | F27 | S5 | 7 | load_node | 1528.1 | 704.3 | commercial | 4 | 0.26 | 0.16033 | 0.1 | 0.026 | 0.016033 | none | 0 | 0 | 0 | TRUE | FALSE
N036 | 36 | F27 | S5 | 8 | load_node | 1542.44 | 724.78 | commercial | 4 | 1.65 | 1.0175 | 0.1 | 0.165 | 0.10175 | none | 0 | 0 | 0 | TRUE | FALSE
N037 | 37 | F27 | S5 | 9 | load_node | 1559.43 | 667.1 | commercial | 4 | 1.87 | 1.1532 | 0.1 | 0.187 | 0.11532 | wind | 1.65 | 10 | 0.9625 | TRUE | FALSE
N038 | 38 | F27 | S5 | 10 | load_node | 1573.77 | 687.58 | commercial | 4 | 2.32 | 1.4307 | 0.1 | 0.232 | 0.14307 | none | 0 | 0 | 0 | TRUE | FALSE
N039 | 39 | F27 | S5 | 11 | load_node | 1597.93 | 640.14 | commercial | 4 | 1.38 | 0.851 | 0.1 | 0.138 | 0.0851 | none | 0 | 0 | 0 | TRUE | FALSE
N040 | 40 | F27 | S5 | 12 | load_node | 1612.27 | 660.62 | commercial | 4 | 0.89 | 0.54883 | 0.1 | 0.089 | 0.054883 | none | 0 | 0 | 0 | TRUE | TRUE
N041 | 41 | F01 | S1 | 1 | feeder_root | 312.87 | 278.02 | commercial | 4 | 0 | 0 | 0.1 | 0 | 0 | none | 0 | 0 | 0 | FALSE | FALSE
N042 | 42 | F01 | S1 | 2 | load_node | 270.28 | 258.16 | mixed | 5 | 0.56 | 0.357 | 0.1 | 0.056 | 0.0357 | none | 0 | 0 | 0 | FALSE | FALSE
N043 | 43 | F01 | S1 | 3 | load_node | 222.4 | 249.63 | residential | 2 | 3.01 | 1.8499 | 0.1 | 0.301 | 0.18499 | none | 0 | 0 | 0 | FALSE | FALSE
N044 | 44 | F01 | S1 | 4 | load_node | 232.96 | 226.97 | industrial | 3 | 2.81 | 1.604 | 0.1 | 0.281 | 0.1604 | none | 0 | 0 | 0 | FALSE | FALSE
N045 | 45 | F01 | S1 | 5 | load_node | 174.52 | 241.09 | commercial | 4 | 2.51 | 1.5478 | 0.1 | 0.251 | 0.15478 | none | 0 | 0 | 0 | FALSE | FALSE
N046 | 46 | F01 | S1 | 6 | load_node | 185.08 | 218.43 | mixed | 5 | 2.67 | 1.7021 | 0.1 | 0.267 | 0.17021 | none | 0 | 0 | 0 | FALSE | FALSE
N047 | 47 | F01 | S1 | 7 | load_node | 195.65 | 195.78 | residential | 2 | 2.89 | 1.7761 | 0.1 | 0.289 | 0.17761 | hybrid | 1.39 | 5 | 0.67227 | FALSE | TRUE
N048 | 48 | F02 | S1 | 1 | feeder_root | 350.97 | 248.79 | mixed | 5 | 0 | 0 | 0.1 | 0 | 0 | none | 0 | 0 | 0 | FALSE | FALSE
N049 | 49 | F02 | S1 | 2 | load_node | 342.81 | 202.5 | residential | 2 | 0.65 | 0.39948 | 0.1 | 0.065 | 0.039948 | none | 0 | 0 | 0 | FALSE | FALSE
N050 | 50 | F02 | S1 | 3 | load_node | 322.34 | 158.39 | industrial | 3 | 2.21 | 1.2615 | 0.1 | 0.221 | 0.12615 | none | 0 | 0 | 0 | FALSE | FALSE
N051 | 51 | F02 | S1 | 4 | load_node | 346.96 | 154.05 | commercial | 4 | 1.34 | 0.82633 | 0.1 | 0.134 | 0.082633 | pv | 2.67 | 5 | 1.0736 | FALSE | FALSE
N052 | 52 | F02 | S1 | 5 | load_node | 301.87 | 114.27 | mixed | 5 | 2.66 | 1.6958 | 0.1 | 0.266 | 0.16958 | none | 0 | 0 | 0 | FALSE | FALSE
N053 | 53 | F02 | S1 | 6 | load_node | 326.49 | 109.93 | residential | 2 | 2.61 | 1.6041 | 0.1 | 0.261 | 0.16041 | none | 0 | 0 | 0 | FALSE | FALSE
N054 | 54 | F02 | S1 | 7 | load_node | 351.11 | 105.59 | industrial | 3 | 2.4 | 1.37 | 0.1 | 0.24 | 0.137 | none | 0 | 0 | 0 | FALSE | FALSE
N055 | 55 | F02 | S1 | 8 | load_node | 318.32 | 63.65 | commercial | 4 | 1.16 | 0.71533 | 0.1 | 0.116 | 0.071533 | wind | 2.15 | 5 | 1.2542 | FALSE | TRUE
N056 | 56 | F03 | S1 | 1 | feeder_root | 402.6 | 270.17 | residential | 2 | 0 | 0 | 0.1 | 0 | 0 | none | 0 | 0 | 0 | FALSE | FALSE
N057 | 57 | F03 | S1 | 2 | load_node | 441.1 | 243.22 | industrial | 3 | 1.45 | 0.82771 | 0.1 | 0.145 | 0.082771 | none | 0 | 0 | 0 | FALSE | FALSE
N058 | 58 | F03 | S1 | 3 | load_node | 472.43 | 206.02 | commercial | 4 | 1.6 | 0.98667 | 0.1 | 0.16 | 0.098667 | none | 0 | 0 | 0 | FALSE | FALSE
N059 | 59 | F03 | S1 | 4 | load_node | 486.77 | 226.5 | mixed | 5 | 1.11 | 0.70762 | 0.1 | 0.111 | 0.070763 | none | 0 | 0 | 0 | FALSE | FALSE
N060 | 60 | F03 | S1 | 5 | load_node | 510.93 | 179.06 | residential | 2 | 2.33 | 1.432 | 0.1 | 0.233 | 0.1432 | none | 0 | 0 | 0 | FALSE | FALSE
N061 | 61 | F03 | S1 | 6 | load_node | 525.27 | 199.54 | industrial | 3 | 1.71 | 0.97613 | 0.1 | 0.171 | 0.097613 | pv | 2.12 | 5 | 0.85242 | FALSE | TRUE
N062 | 62 | F05 | S1 | 1 | feeder_root | 350.97 | 351.21 | commercial | 4 | 0 | 0 | 0.1 | 0 | 0 | none | 0 | 0 | 0 | FALSE | FALSE
N063 | 63 | F05 | S1 | 2 | load_node | 342.81 | 397.5 | mixed | 5 | 0.56 | 0.357 | 0.1 | 0.056 | 0.0357 | none | 0 | 0 | 0 | FALSE | FALSE
N064 | 64 | F05 | S1 | 3 | load_node | 346.96 | 445.95 | residential | 2 | 1.75 | 1.0755 | 0.1 | 0.175 | 0.10755 | none | 0 | 0 | 0 | FALSE | FALSE
N065 | 65 | F05 | S1 | 4 | load_node | 322.34 | 441.61 | industrial | 3 | 0.97 | 0.55371 | 0.1 | 0.097 | 0.055371 | pv | 1.69 | 5 | 0.67952 | FALSE | FALSE
N066 | 66 | F05 | S1 | 5 | load_node | 351.11 | 494.41 | commercial | 4 | 1.25 | 0.77083 | 0.1 | 0.125 | 0.077083 | none | 0 | 0 | 0 | FALSE | FALSE
N067 | 67 | F05 | S1 | 6 | load_node | 326.49 | 490.07 | mixed | 5 | 2.01 | 1.2814 | 0.1 | 0.201 | 0.12814 | none | 0 | 0 | 0 | FALSE | FALSE
N068 | 68 | F05 | S1 | 7 | load_node | 301.87 | 485.73 | residential | 2 | 0.63 | 0.38719 | 0.1 | 0.063 | 0.038719 | none | 0 | 0 | 0 | FALSE | FALSE
N069 | 69 | F05 | S1 | 8 | load_node | 330.63 | 538.52 | industrial | 3 | 1.22 | 0.69642 | 0.1 | 0.122 | 0.069642 | none | 0 | 0 | 0 | FALSE | FALSE
N070 | 70 | F05 | S1 | 9 | load_node | 306.01 | 534.18 | commercial | 4 | 0.71 | 0.43783 | 0.1 | 0.071 | 0.043783 | hybrid | 1.92 | 5 | 0.9286 | FALSE | TRUE
N071 | 71 | F06 | S1 | 1 | feeder_root | 312.87 | 321.98 | mixed | 5 | 0 | 0 | 0.1 | 0 | 0 | none | 0 | 0 | 0 | FALSE | FALSE
N072 | 72 | F06 | S1 | 2 | load_node | 270.28 | 341.84 | residential | 2 | 1.93 | 1.1861 | 0.1 | 0.193 | 0.11861 | none | 0 | 0 | 0 | FALSE | FALSE
N073 | 73 | F06 | S1 | 3 | load_node | 232.96 | 373.03 | industrial | 3 | 1.44 | 0.822 | 0.1 | 0.144 | 0.0822 | none | 0 | 0 | 0 | FALSE | FALSE
N074 | 74 | F06 | S1 | 4 | load_node | 222.4 | 350.37 | commercial | 4 | 0.49 | 0.30217 | 0.1 | 0.049 | 0.030217 | none | 0 | 0 | 0 | FALSE | FALSE
N075 | 75 | F06 | S1 | 5 | load_node | 195.65 | 404.22 | mixed | 5 | 0.58 | 0.36975 | 0.1 | 0.058 | 0.036975 | none | 0 | 0 | 0 | FALSE | FALSE
N076 | 76 | F06 | S1 | 6 | load_node | 185.08 | 381.57 | residential | 2 | 2.22 | 1.3644 | 0.1 | 0.222 | 0.13644 | none | 0 | 0 | 0 | FALSE | FALSE
N077 | 77 | F06 | S1 | 7 | load_node | 174.52 | 358.91 | industrial | 3 | 1.87 | 1.0675 | 0.1 | 0.187 | 0.10675 | wind | 1.85 | 5 | 1.0792 | FALSE | TRUE
N078 | 78 | F07 | S2 | 1 | feeder_root | 952.87 | 248.02 | residential | 2 | 0 | 0 | 0.1 | 0 | 0 | none | 0 | 0 | 0 | FALSE | FALSE
N079 | 79 | F07 | S2 | 2 | load_node | 910.28 | 228.16 | industrial | 3 | 1.8 | 1.0275 | 0.1 | 0.18 | 0.10275 | none | 0 | 0 | 0 | FALSE | FALSE
N080 | 80 | F07 | S2 | 3 | load_node | 862.4 | 219.63 | commercial | 4 | 0.83 | 0.51183 | 0.1 | 0.083 | 0.051183 | none | 0 | 0 | 0 | FALSE | FALSE
N081 | 81 | F07 | S2 | 4 | load_node | 872.96 | 196.97 | mixed | 5 | 2.5 | 1.5938 | 0.1 | 0.25 | 0.15937 | hybrid | 1.12 | 5 | 0.54168 | FALSE | FALSE
N082 | 82 | F07 | S2 | 5 | load_node | 814.52 | 211.09 | residential | 2 | 2.59 | 1.5918 | 0.1 | 0.259 | 0.15918 | none | 0 | 0 | 0 | FALSE | FALSE
N083 | 83 | F07 | S2 | 6 | load_node | 825.08 | 188.43 | industrial | 3 | 2.1 | 1.1987 | 0.1 | 0.21 | 0.11987 | none | 0 | 0 | 0 | FALSE | FALSE
N084 | 84 | F07 | S2 | 7 | load_node | 835.65 | 165.78 | commercial | 4 | 0.5 | 0.30833 | 0.1 | 0.05 | 0.030833 | none | 0 | 0 | 0 | FALSE | FALSE
N085 | 85 | F07 | S2 | 8 | load_node | 782.49 | 168.57 | mixed | 5 | 0.45 | 0.28687 | 0.1 | 0.045 | 0.028688 | pv | 1.76 | 5 | 0.70767 | FALSE | TRUE
N086 | 86 | F08 | S2 | 1 | feeder_root | 990.97 | 218.79 | industrial | 3 | 0 | 0 | 0.1 | 0 | 0 | none | 0 | 0 | 0 | FALSE | FALSE
N087 | 87 | F08 | S2 | 2 | load_node | 982.81 | 172.5 | commercial | 4 | 2.44 | 1.5047 | 0.1 | 0.244 | 0.15047 | none | 0 | 0 | 0 | FALSE | FALSE
N088 | 88 | F08 | S2 | 3 | load_node | 962.34 | 128.39 | mixed | 5 | 1.81 | 1.1539 | 0.1 | 0.181 | 0.11539 | none | 0 | 0 | 0 | FALSE | FALSE
N089 | 89 | F08 | S2 | 4 | load_node | 986.96 | 124.05 | residential | 2 | 2.08 | 1.2783 | 0.1 | 0.208 | 0.12783 | none | 0 | 0 | 0 | FALSE | FALSE
N090 | 90 | F08 | S2 | 5 | load_node | 954.18 | 82.1 | industrial | 3 | 2.97 | 1.6954 | 0.1 | 0.297 | 0.16954 | none | 0 | 0 | 0 | FALSE | FALSE
N091 | 91 | F08 | S2 | 6 | load_node | 978.8 | 77.76 | commercial | 4 | 1.06 | 0.65367 | 0.1 | 0.106 | 0.065367 | hybrid | 1.37 | 5 | 0.6626 | FALSE | TRUE
N092 | 92 | F09 | S2 | 1 | feeder_root | 1042.6 | 240.17 | commercial | 4 | 0 | 0 | 0.1 | 0 | 0 | none | 0 | 0 | 0 | FALSE | FALSE
N093 | 93 | F09 | S2 | 2 | load_node | 1081.1 | 213.22 | mixed | 5 | 1.66 | 1.0582 | 0.1 | 0.166 | 0.10583 | none | 0 | 0 | 0 | FALSE | FALSE
N094 | 94 | F09 | S2 | 3 | load_node | 1112.43 | 176.02 | residential | 2 | 2.55 | 1.5672 | 0.1 | 0.255 | 0.15672 | none | 0 | 0 | 0 | FALSE | FALSE
N095 | 95 | F09 | S2 | 4 | load_node | 1126.77 | 196.5 | industrial | 3 | 1.12 | 0.63933 | 0.1 | 0.112 | 0.063933 | wind | 2.02 | 5 | 1.1783 | FALSE | FALSE
N096 | 96 | F09 | S2 | 5 | load_node | 1143.76 | 138.82 | commercial | 4 | 0.86 | 0.53033 | 0.1 | 0.086 | 0.053033 | none | 0 | 0 | 0 | FALSE | FALSE
N097 | 97 | F09 | S2 | 6 | load_node | 1158.1 | 159.3 | mixed | 5 | 2.7 | 1.7212 | 0.1 | 0.27 | 0.17213 | none | 0 | 0 | 0 | FALSE | FALSE
N098 | 98 | F09 | S2 | 7 | load_node | 1172.44 | 179.78 | residential | 2 | 1.69 | 1.0386 | 0.1 | 0.169 | 0.10386 | none | 0 | 0 | 0 | FALSE | FALSE
N099 | 99 | F09 | S2 | 8 | load_node | 1182.26 | 111.86 | industrial | 3 | 2.27 | 1.2958 | 0.1 | 0.227 | 0.12958 | none | 0 | 0 | 0 | FALSE | FALSE
N100 | 100 | F09 | S2 | 9 | load_node | 1196.6 | 132.34 | commercial | 4 | 1.66 | 1.0237 | 0.1 | 0.166 | 0.10237 | none | 0 | 0 | 0 | FALSE | FALSE
N101 | 101 | F09 | S2 | 10 | load_node | 1210.94 | 152.82 | mixed | 5 | 2.01 | 1.2814 | 0.1 | 0.201 | 0.12814 | wind | 2.44 | 5 | 1.4233 | FALSE | TRUE
N102 | 102 | F10 | S2 | 1 | feeder_root | 1042.6 | 299.83 | mixed | 5 | 0 | 0 | 0.1 | 0 | 0 | none | 0 | 0 | 0 | FALSE | FALSE
N103 | 103 | F10 | S2 | 2 | load_node | 1081.1 | 326.78 | residential | 2 | 0.86 | 0.52854 | 0.1 | 0.086 | 0.052854 | none | 0 | 0 | 0 | FALSE | FALSE
N104 | 104 | F10 | S2 | 3 | load_node | 1126.77 | 343.5 | industrial | 3 | 2.72 | 1.5527 | 0.1 | 0.272 | 0.15527 | none | 0 | 0 | 0 | FALSE | FALSE
N105 | 105 | F10 | S2 | 4 | load_node | 1112.43 | 363.98 | commercial | 4 | 1.92 | 1.184 | 0.1 | 0.192 | 0.1184 | none | 0 | 0 | 0 | FALSE | FALSE
N106 | 106 | F10 | S2 | 5 | load_node | 1172.44 | 360.22 | mixed | 5 | 2.34 | 1.4917 | 0.1 | 0.234 | 0.14918 | none | 0 | 0 | 0 | FALSE | FALSE
N107 | 107 | F10 | S2 | 6 | load_node | 1158.1 | 380.7 | residential | 2 | 2.24 | 1.3767 | 0.1 | 0.224 | 0.13767 | none | 0 | 0 | 0 | FALSE | FALSE
N108 | 108 | F10 | S2 | 7 | load_node | 1143.76 | 401.18 | industrial | 3 | 1.6 | 0.91333 | 0.1 | 0.16 | 0.091333 | hybrid | 2.76 | 5 | 1.3349 | FALSE | TRUE
N109 | 109 | F12 | S2 | 1 | feeder_root | 952.87 | 291.98 | industrial | 3 | 0 | 0 | 0.1 | 0 | 0 | none | 0 | 0 | 0 | FALSE | FALSE
N110 | 110 | F12 | S2 | 2 | load_node | 910.28 | 311.84 | commercial | 4 | 0.71 | 0.43783 | 0.1 | 0.071 | 0.043783 | none | 0 | 0 | 0 | FALSE | FALSE
N111 | 111 | F12 | S2 | 3 | load_node | 872.96 | 343.03 | mixed | 5 | 2.13 | 1.3579 | 0.1 | 0.213 | 0.13579 | none | 0 | 0 | 0 | FALSE | FALSE
N112 | 112 | F12 | S2 | 4 | load_node | 862.4 | 320.37 | residential | 2 | 1.35 | 0.82969 | 0.1 | 0.135 | 0.082969 | wind | 1.04 | 5 | 0.60667 | FALSE | FALSE
N113 | 113 | F12 | S2 | 5 | load_node | 835.65 | 374.22 | industrial | 3 | 0.65 | 0.37104 | 0.1 | 0.065 | 0.037104 | none | 0 | 0 | 0 | FALSE | FALSE
N114 | 114 | F12 | S2 | 6 | load_node | 825.08 | 351.57 | commercial | 4 | 1.98 | 1.221 | 0.1 | 0.198 | 0.1221 | none | 0 | 0 | 0 | FALSE | FALSE
N115 | 115 | F12 | S2 | 7 | load_node | 814.52 | 328.91 | mixed | 5 | 0.56 | 0.357 | 0.1 | 0.056 | 0.0357 | none | 0 | 0 | 0 | FALSE | FALSE
N116 | 116 | F12 | S2 | 8 | load_node | 787.77 | 382.76 | residential | 2 | 1.55 | 0.9526 | 0.1 | 0.155 | 0.09526 | none | 0 | 0 | 0 | FALSE | FALSE
N117 | 117 | F12 | S2 | 9 | load_node | 777.2 | 360.1 | industrial | 3 | 1.25 | 0.71354 | 0.1 | 0.125 | 0.071354 | pv | 2.05 | 5 | 0.82427 | FALSE | TRUE
N118 | 118 | F13 | S3 | 1 | feeder_root | 1592.87 | 278.02 | commercial | 4 | 0 | 0 | 0.1 | 0 | 0 | none | 0 | 0 | 0 | FALSE | FALSE
N119 | 119 | F13 | S3 | 2 | load_node | 1550.28 | 258.16 | mixed | 5 | 1.26 | 0.80325 | 0.1 | 0.126 | 0.080325 | none | 0 | 0 | 0 | FALSE | FALSE
N120 | 120 | F13 | S3 | 3 | load_node | 1502.4 | 249.63 | residential | 2 | 2.74 | 1.684 | 0.1 | 0.274 | 0.1684 | none | 0 | 0 | 0 | FALSE | FALSE
N121 | 121 | F13 | S3 | 4 | load_node | 1512.96 | 226.97 | industrial | 3 | 0.75 | 0.42812 | 0.1 | 0.075 | 0.042813 | none | 0 | 0 | 0 | FALSE | FALSE
N122 | 122 | F13 | S3 | 5 | load_node | 1454.52 | 241.09 | commercial | 4 | 2.23 | 1.3752 | 0.1 | 0.223 | 0.13752 | none | 0 | 0 | 0 | FALSE | FALSE
N123 | 123 | F13 | S3 | 6 | load_node | 1465.08 | 218.43 | mixed | 5 | 2.2 | 1.4025 | 0.1 | 0.22 | 0.14025 | none | 0 | 0 | 0 | FALSE | FALSE
N124 | 124 | F13 | S3 | 7 | load_node | 1475.65 | 195.78 | residential | 2 | 1.39 | 0.85427 | 0.1 | 0.139 | 0.085427 | hybrid | 2.14 | 5 | 1.035 | FALSE | TRUE
N125 | 125 | F14 | S3 | 1 | feeder_root | 1630.97 | 248.79 | mixed | 5 | 0 | 0 | 0.1 | 0 | 0 | none | 0 | 0 | 0 | FALSE | FALSE
N126 | 126 | F14 | S3 | 2 | load_node | 1622.81 | 202.5 | residential | 2 | 0.75 | 0.46094 | 0.1 | 0.075 | 0.046094 | none | 0 | 0 | 0 | FALSE | FALSE
N127 | 127 | F14 | S3 | 3 | load_node | 1602.34 | 158.39 | industrial | 3 | 1.87 | 1.0675 | 0.1 | 0.187 | 0.10675 | none | 0 | 0 | 0 | FALSE | FALSE
N128 | 128 | F14 | S3 | 4 | load_node | 1626.96 | 154.05 | commercial | 4 | 2.72 | 1.6773 | 0.1 | 0.272 | 0.16773 | pv | 2.79 | 5 | 1.1218 | FALSE | FALSE
N129 | 129 | F14 | S3 | 5 | load_node | 1581.87 | 114.27 | mixed | 5 | 2.12 | 1.3515 | 0.1 | 0.212 | 0.13515 | none | 0 | 0 | 0 | FALSE | FALSE
N130 | 130 | F14 | S3 | 6 | load_node | 1606.49 | 109.93 | residential | 2 | 2.96 | 1.8192 | 0.1 | 0.296 | 0.18192 | none | 0 | 0 | 0 | FALSE | FALSE
N131 | 131 | F14 | S3 | 7 | load_node | 1631.11 | 105.59 | industrial | 3 | 0.82 | 0.46808 | 0.1 | 0.082 | 0.046808 | none | 0 | 0 | 0 | FALSE | FALSE
N132 | 132 | F14 | S3 | 8 | load_node | 1598.32 | 63.65 | commercial | 4 | 0.71 | 0.43783 | 0.1 | 0.071 | 0.043783 | wind | 1.37 | 5 | 0.79917 | FALSE | TRUE
N133 | 133 | F15 | S3 | 1 | feeder_root | 1682.6 | 270.17 | residential | 2 | 0 | 0 | 0.1 | 0 | 0 | none | 0 | 0 | 0 | FALSE | FALSE
N134 | 134 | F15 | S3 | 2 | load_node | 1721.1 | 243.22 | industrial | 3 | 1.08 | 0.6165 | 0.1 | 0.108 | 0.06165 | none | 0 | 0 | 0 | FALSE | FALSE
N135 | 135 | F15 | S3 | 3 | load_node | 1752.43 | 206.02 | commercial | 4 | 1.75 | 1.0792 | 0.1 | 0.175 | 0.10792 | none | 0 | 0 | 0 | FALSE | FALSE
N136 | 136 | F15 | S3 | 4 | load_node | 1766.77 | 226.5 | mixed | 5 | 0.6 | 0.3825 | 0.1 | 0.06 | 0.03825 | none | 0 | 0 | 0 | FALSE | FALSE
N137 | 137 | F15 | S3 | 5 | load_node | 1790.93 | 179.06 | residential | 2 | 1.13 | 0.69448 | 0.1 | 0.113 | 0.069448 | none | 0 | 0 | 0 | FALSE | FALSE
N138 | 138 | F15 | S3 | 6 | load_node | 1805.27 | 199.54 | industrial | 3 | 2.45 | 1.3985 | 0.1 | 0.245 | 0.13985 | pv | 1.94 | 5 | 0.78004 | FALSE | TRUE
N139 | 139 | F16 | S3 | 1 | feeder_root | 1682.6 | 329.83 | industrial | 3 | 0 | 0 | 0.1 | 0 | 0 | none | 0 | 0 | 0 | FALSE | FALSE
N140 | 140 | F16 | S3 | 2 | load_node | 1721.1 | 356.78 | commercial | 4 | 2.05 | 1.2642 | 0.1 | 0.205 | 0.12642 | none | 0 | 0 | 0 | FALSE | FALSE
N141 | 141 | F16 | S3 | 3 | load_node | 1766.77 | 373.5 | mixed | 5 | 2.88 | 1.836 | 0.1 | 0.288 | 0.1836 | none | 0 | 0 | 0 | FALSE | FALSE
N142 | 142 | F16 | S3 | 4 | load_node | 1752.43 | 393.98 | residential | 2 | 3.03 | 1.8622 | 0.1 | 0.303 | 0.18622 | hybrid | 2.48 | 5 | 1.1994 | FALSE | FALSE
N143 | 143 | F16 | S3 | 5 | load_node | 1812.44 | 390.22 | industrial | 3 | 1.08 | 0.6165 | 0.1 | 0.108 | 0.06165 | none | 0 | 0 | 0 | FALSE | FALSE
N144 | 144 | F16 | S3 | 6 | load_node | 1798.1 | 410.7 | commercial | 4 | 2.68 | 1.6527 | 0.1 | 0.268 | 0.16527 | none | 0 | 0 | 0 | FALSE | FALSE
N145 | 145 | F16 | S3 | 7 | load_node | 1783.76 | 431.18 | mixed | 5 | 0.84 | 0.5355 | 0.1 | 0.084 | 0.05355 | none | 0 | 0 | 0 | FALSE | FALSE
N146 | 146 | F16 | S3 | 8 | load_node | 1850.94 | 417.18 | residential | 2 | 1.85 | 1.137 | 0.1 | 0.185 | 0.1137 | none | 0 | 0 | 0 | FALSE | FALSE
N147 | 147 | F16 | S3 | 9 | load_node | 1836.6 | 437.66 | industrial | 3 | 0.57 | 0.32538 | 0.1 | 0.057 | 0.032538 | none | 0 | 0 | 0 | FALSE | FALSE
N148 | 148 | F16 | S3 | 10 | load_node | 1822.26 | 458.14 | commercial | 4 | 1.62 | 0.999 | 0.1 | 0.162 | 0.0999 | hybrid | 2.44 | 5 | 1.1801 | FALSE | TRUE
N149 | 149 | F17 | S3 | 1 | feeder_root | 1630.97 | 351.21 | commercial | 4 | 0 | 0 | 0.1 | 0 | 0 | none | 0 | 0 | 0 | FALSE | FALSE
N150 | 150 | F17 | S3 | 2 | load_node | 1622.81 | 397.5 | mixed | 5 | 2.76 | 1.7595 | 0.1 | 0.276 | 0.17595 | none | 0 | 0 | 0 | FALSE | FALSE
N151 | 151 | F17 | S3 | 3 | load_node | 1626.96 | 445.95 | residential | 2 | 0.76 | 0.46708 | 0.1 | 0.076 | 0.046708 | none | 0 | 0 | 0 | FALSE | FALSE
N152 | 152 | F17 | S3 | 4 | load_node | 1602.34 | 441.61 | industrial | 3 | 1.96 | 1.1188 | 0.1 | 0.196 | 0.11188 | none | 0 | 0 | 0 | FALSE | FALSE
N153 | 153 | F17 | S3 | 5 | load_node | 1631.11 | 494.41 | commercial | 4 | 2.38 | 1.4677 | 0.1 | 0.238 | 0.14677 | none | 0 | 0 | 0 | FALSE | FALSE
N154 | 154 | F17 | S3 | 6 | load_node | 1606.49 | 490.07 | mixed | 5 | 1.92 | 1.224 | 0.1 | 0.192 | 0.1224 | none | 0 | 0 | 0 | FALSE | FALSE
N155 | 155 | F17 | S3 | 7 | load_node | 1581.87 | 485.73 | residential | 2 | 0.82 | 0.50396 | 0.1 | 0.082 | 0.050396 | pv | 1.26 | 5 | 0.50662 | FALSE | TRUE
N156 | 156 | F18 | S3 | 1 | feeder_root | 1592.87 | 321.98 | mixed | 5 | 0 | 0 | 0.1 | 0 | 0 | none | 0 | 0 | 0 | FALSE | FALSE
N157 | 157 | F18 | S3 | 2 | load_node | 1550.28 | 341.84 | residential | 2 | 2.59 | 1.5918 | 0.1 | 0.259 | 0.15918 | none | 0 | 0 | 0 | FALSE | FALSE
N158 | 158 | F18 | S3 | 3 | load_node | 1512.96 | 373.03 | industrial | 3 | 0.37 | 0.21121 | 0.1 | 0.037 | 0.021121 | none | 0 | 0 | 0 | FALSE | FALSE
N159 | 159 | F18 | S3 | 4 | load_node | 1502.4 | 350.37 | commercial | 4 | 0.4 | 0.24667 | 0.1 | 0.04 | 0.024667 | wind | 0.64 | 5 | 0.37333 | FALSE | FALSE
N160 | 160 | F18 | S3 | 5 | load_node | 1475.65 | 404.22 | mixed | 5 | 1.01 | 0.64387 | 0.1 | 0.101 | 0.064388 | none | 0 | 0 | 0 | FALSE | FALSE
N161 | 161 | F18 | S3 | 6 | load_node | 1465.08 | 381.57 | residential | 2 | 1.61 | 0.98948 | 0.1 | 0.161 | 0.098948 | none | 0 | 0 | 0 | FALSE | FALSE
N162 | 162 | F18 | S3 | 7 | load_node | 1454.52 | 358.91 | industrial | 3 | 1.49 | 0.85054 | 0.1 | 0.149 | 0.085054 | none | 0 | 0 | 0 | FALSE | FALSE
N163 | 163 | F18 | S3 | 8 | load_node | 1427.77 | 412.76 | commercial | 4 | 1.79 | 1.1038 | 0.1 | 0.179 | 0.11038 | none | 0 | 0 | 0 | FALSE | FALSE
N164 | 164 | F18 | S3 | 9 | load_node | 1417.2 | 390.1 | mixed | 5 | 0.61 | 0.38888 | 0.1 | 0.061 | 0.038888 | pv | 1.8 | 5 | 0.72375 | FALSE | TRUE
N165 | 165 | F20 | S4 | 1 | feeder_root | 640.97 | 763.79 | industrial | 3 | 0 | 0 | 0.1 | 0 | 0 | none | 0 | 0 | 0 | FALSE | FALSE
N166 | 166 | F20 | S4 | 2 | load_node | 632.81 | 717.5 | commercial | 4 | 2.47 | 1.5232 | 0.1 | 0.247 | 0.15232 | none | 0 | 0 | 0 | FALSE | FALSE
N167 | 167 | F20 | S4 | 3 | load_node | 612.34 | 673.39 | mixed | 5 | 2.94 | 1.8742 | 0.1 | 0.294 | 0.18743 | none | 0 | 0 | 0 | FALSE | FALSE
N168 | 168 | F20 | S4 | 4 | load_node | 636.96 | 669.05 | residential | 2 | 1.12 | 0.68833 | 0.1 | 0.112 | 0.068833 | none | 0 | 0 | 0 | FALSE | FALSE
N169 | 169 | F20 | S4 | 5 | load_node | 604.18 | 627.1 | industrial | 3 | 2.77 | 1.5812 | 0.1 | 0.277 | 0.15812 | none | 0 | 0 | 0 | FALSE | FALSE
N170 | 170 | F20 | S4 | 6 | load_node | 628.8 | 622.76 | commercial | 4 | 1.32 | 0.814 | 0.1 | 0.132 | 0.0814 | hybrid | 1.66 | 5 | 0.80285 | FALSE | TRUE
N171 | 171 | F21 | S4 | 1 | feeder_root | 692.6 | 785.17 | commercial | 4 | 0 | 0 | 0.1 | 0 | 0 | none | 0 | 0 | 0 | FALSE | FALSE
N172 | 172 | F21 | S4 | 2 | load_node | 731.1 | 758.22 | mixed | 5 | 2.5 | 1.5938 | 0.1 | 0.25 | 0.15937 | none | 0 | 0 | 0 | FALSE | FALSE
N173 | 173 | F21 | S4 | 3 | load_node | 762.43 | 721.02 | residential | 2 | 2.25 | 1.3828 | 0.1 | 0.225 | 0.13828 | none | 0 | 0 | 0 | FALSE | FALSE
N174 | 174 | F21 | S4 | 4 | load_node | 776.77 | 741.5 | industrial | 3 | 1.87 | 1.0675 | 0.1 | 0.187 | 0.10675 | wind | 1.84 | 5 | 1.0733 | FALSE | FALSE
N175 | 175 | F21 | S4 | 5 | load_node | 793.76 | 683.82 | commercial | 4 | 1.31 | 0.80783 | 0.1 | 0.131 | 0.080783 | none | 0 | 0 | 0 | FALSE | FALSE
N176 | 176 | F21 | S4 | 6 | load_node | 808.1 | 704.3 | mixed | 5 | 2.64 | 1.683 | 0.1 | 0.264 | 0.1683 | none | 0 | 0 | 0 | FALSE | FALSE
N177 | 177 | F21 | S4 | 7 | load_node | 822.44 | 724.78 | residential | 2 | 2.68 | 1.6471 | 0.1 | 0.268 | 0.16471 | none | 0 | 0 | 0 | FALSE | FALSE
N178 | 178 | F21 | S4 | 8 | load_node | 846.6 | 677.34 | industrial | 3 | 0.62 | 0.35392 | 0.1 | 0.062 | 0.035392 | hybrid | 1.72 | 5 | 0.83187 | FALSE | TRUE
N179 | 179 | F22 | S4 | 1 | feeder_root | 692.6 | 844.83 | mixed | 5 | 0 | 0 | 0.1 | 0 | 0 | none | 0 | 0 | 0 | FALSE | FALSE
N180 | 180 | F22 | S4 | 2 | load_node | 731.1 | 871.78 | residential | 2 | 3.07 | 1.8868 | 0.1 | 0.307 | 0.18868 | none | 0 | 0 | 0 | FALSE | FALSE
N181 | 181 | F22 | S4 | 3 | load_node | 776.77 | 888.5 | industrial | 3 | 2.33 | 1.33 | 0.1 | 0.233 | 0.133 | none | 0 | 0 | 0 | FALSE | FALSE
N182 | 182 | F22 | S4 | 4 | load_node | 762.43 | 908.98 | commercial | 4 | 1.47 | 0.9065 | 0.1 | 0.147 | 0.09065 | none | 0 | 0 | 0 | FALSE | FALSE
N183 | 183 | F22 | S4 | 5 | load_node | 822.44 | 905.22 | mixed | 5 | 0.91 | 0.58013 | 0.1 | 0.091 | 0.058013 | none | 0 | 0 | 0 | FALSE | FALSE
N184 | 184 | F22 | S4 | 6 | load_node | 808.1 | 925.7 | residential | 2 | 0.62 | 0.38104 | 0.1 | 0.062 | 0.038104 | none | 0 | 0 | 0 | FALSE | FALSE
N185 | 185 | F22 | S4 | 7 | load_node | 793.76 | 946.18 | industrial | 3 | 1.14 | 0.65075 | 0.1 | 0.114 | 0.065075 | hybrid | 1.87 | 5 | 0.90442 | FALSE | TRUE
N186 | 186 | F23 | S4 | 1 | feeder_root | 640.97 | 866.21 | residential | 2 | 0 | 0 | 0.1 | 0 | 0 | none | 0 | 0 | 0 | FALSE | FALSE
N187 | 187 | F23 | S4 | 2 | load_node | 632.81 | 912.5 | industrial | 3 | 1.26 | 0.71925 | 0.1 | 0.126 | 0.071925 | none | 0 | 0 | 0 | FALSE | FALSE
N188 | 188 | F23 | S4 | 3 | load_node | 636.96 | 960.95 | commercial | 4 | 1.07 | 0.65983 | 0.1 | 0.107 | 0.065983 | none | 0 | 0 | 0 | FALSE | FALSE
N189 | 189 | F23 | S4 | 4 | load_node | 612.34 | 956.61 | mixed | 5 | 0.48 | 0.306 | 0.1 | 0.048 | 0.0306 | pv | 2.08 | 5 | 0.83633 | FALSE | FALSE
N190 | 190 | F23 | S4 | 5 | load_node | 641.11 | 1009.41 | residential | 2 | 2.85 | 1.7516 | 0.1 | 0.285 | 0.17516 | none | 0 | 0 | 0 | FALSE | FALSE
N191 | 191 | F23 | S4 | 6 | load_node | 616.49 | 1005.07 | industrial | 3 | 1.69 | 0.96471 | 0.1 | 0.169 | 0.096471 | none | 0 | 0 | 0 | FALSE | FALSE
N192 | 192 | F23 | S4 | 7 | load_node | 591.87 | 1000.73 | commercial | 4 | 2.79 | 1.7205 | 0.1 | 0.279 | 0.17205 | none | 0 | 0 | 0 | FALSE | FALSE
N193 | 193 | F23 | S4 | 8 | load_node | 620.63 | 1053.52 | mixed | 5 | 0.48 | 0.306 | 0.1 | 0.048 | 0.0306 | none | 0 | 0 | 0 | FALSE | FALSE
N194 | 194 | F23 | S4 | 9 | load_node | 596.01 | 1049.18 | residential | 2 | 2.82 | 1.7331 | 0.1 | 0.282 | 0.17331 | hybrid | 1.52 | 5 | 0.73514 | FALSE | TRUE
N195 | 195 | F24 | S4 | 1 | feeder_root | 602.87 | 836.98 | industrial | 3 | 0 | 0 | 0.1 | 0 | 0 | none | 0 | 0 | 0 | FALSE | FALSE
N196 | 196 | F24 | S4 | 2 | load_node | 560.28 | 856.84 | commercial | 4 | 2.11 | 1.3012 | 0.1 | 0.211 | 0.13012 | none | 0 | 0 | 0 | FALSE | FALSE
N197 | 197 | F24 | S4 | 3 | load_node | 522.96 | 888.03 | mixed | 5 | 0.62 | 0.39525 | 0.1 | 0.062 | 0.039525 | none | 0 | 0 | 0 | FALSE | FALSE
N198 | 198 | F24 | S4 | 4 | load_node | 512.4 | 865.37 | residential | 2 | 1.76 | 1.0817 | 0.1 | 0.176 | 0.10817 | none | 0 | 0 | 0 | FALSE | FALSE
N199 | 199 | F24 | S4 | 5 | load_node | 475.08 | 896.57 | industrial | 3 | 1.73 | 0.98754 | 0.1 | 0.173 | 0.098754 | hybrid | 1.61 | 5 | 0.77867 | FALSE | TRUE
N200 | 200 | F25 | S5 | 1 | feeder_root | 1322.87 | 793.02 | commercial | 4 | 0 | 0 | 0.1 | 0 | 0 | none | 0 | 0 | 0 | FALSE | FALSE
N201 | 201 | F25 | S5 | 2 | load_node | 1280.28 | 773.16 | mixed | 5 | 1.05 | 0.66938 | 0.1 | 0.105 | 0.066938 | none | 0 | 0 | 0 | FALSE | FALSE
N202 | 202 | F25 | S5 | 3 | load_node | 1232.4 | 764.63 | residential | 2 | 1.93 | 1.1861 | 0.1 | 0.193 | 0.11861 | none | 0 | 0 | 0 | FALSE | FALSE
N203 | 203 | F25 | S5 | 4 | load_node | 1242.96 | 741.97 | industrial | 3 | 2.46 | 1.4042 | 0.1 | 0.246 | 0.14042 | hybrid | 0.77 | 5 | 0.37241 | FALSE | FALSE
N204 | 204 | F25 | S5 | 5 | load_node | 1184.52 | 756.09 | commercial | 4 | 2.02 | 1.2457 | 0.1 | 0.202 | 0.12457 | none | 0 | 0 | 0 | FALSE | FALSE
N205 | 205 | F25 | S5 | 6 | load_node | 1195.08 | 733.43 | mixed | 5 | 3 | 1.9125 | 0.1 | 0.3 | 0.19125 | none | 0 | 0 | 0 | FALSE | FALSE
N206 | 206 | F25 | S5 | 7 | load_node | 1205.65 | 710.78 | residential | 2 | 1.72 | 1.0571 | 0.1 | 0.172 | 0.10571 | none | 0 | 0 | 0 | FALSE | FALSE
N207 | 207 | F25 | S5 | 8 | load_node | 1152.49 | 713.57 | industrial | 3 | 2.06 | 1.1759 | 0.1 | 0.206 | 0.11759 | pv | 1.94 | 5 | 0.78004 | FALSE | TRUE
N208 | 208 | F26 | S5 | 1 | feeder_root | 1360.97 | 763.79 | mixed | 5 | 0 | 0 | 0.1 | 0 | 0 | none | 0 | 0 | 0 | FALSE | FALSE
N209 | 209 | F26 | S5 | 2 | load_node | 1352.81 | 717.5 | residential | 2 | 1.44 | 0.885 | 0.1 | 0.144 | 0.0885 | none | 0 | 0 | 0 | FALSE | FALSE
N210 | 210 | F26 | S5 | 3 | load_node | 1332.34 | 673.39 | industrial | 3 | 1.8 | 1.0275 | 0.1 | 0.18 | 0.10275 | none | 0 | 0 | 0 | FALSE | FALSE
N211 | 211 | F26 | S5 | 4 | load_node | 1356.96 | 669.05 | commercial | 4 | 1.67 | 1.0298 | 0.1 | 0.167 | 0.10298 | none | 0 | 0 | 0 | FALSE | FALSE
N212 | 212 | F26 | S5 | 5 | load_node | 1311.87 | 629.27 | mixed | 5 | 1.95 | 1.2431 | 0.1 | 0.195 | 0.12431 | none | 0 | 0 | 0 | FALSE | FALSE
N213 | 213 | F26 | S5 | 6 | load_node | 1336.49 | 624.93 | residential | 2 | 1.99 | 1.223 | 0.1 | 0.199 | 0.1223 | none | 0 | 0 | 0 | FALSE | FALSE
N214 | 214 | F26 | S5 | 7 | load_node | 1361.11 | 620.59 | industrial | 3 | 2.89 | 1.6497 | 0.1 | 0.289 | 0.16497 | pv | 1.3 | 5 | 0.52271 | FALSE | TRUE
N215 | 215 | F28 | S5 | 1 | feeder_root | 1412.6 | 844.83 | industrial | 3 | 0 | 0 | 0.1 | 0 | 0 | none | 0 | 0 | 0 | FALSE | FALSE
N216 | 216 | F28 | S5 | 2 | load_node | 1451.1 | 871.78 | commercial | 4 | 2.21 | 1.3628 | 0.1 | 0.221 | 0.13628 | none | 0 | 0 | 0 | FALSE | FALSE
N217 | 217 | F28 | S5 | 3 | load_node | 1496.77 | 888.5 | mixed | 5 | 3.1 | 1.9763 | 0.1 | 0.31 | 0.19762 | none | 0 | 0 | 0 | FALSE | FALSE
N218 | 218 | F28 | S5 | 4 | load_node | 1482.43 | 908.98 | residential | 2 | 1.32 | 0.81125 | 0.1 | 0.132 | 0.081125 | none | 0 | 0 | 0 | FALSE | FALSE
N219 | 219 | F28 | S5 | 5 | load_node | 1535.27 | 915.46 | industrial | 3 | 0.86 | 0.49092 | 0.1 | 0.086 | 0.049092 | none | 0 | 0 | 0 | FALSE | FALSE
N220 | 220 | F28 | S5 | 6 | load_node | 1520.93 | 935.94 | commercial | 4 | 0.59 | 0.36383 | 0.1 | 0.059 | 0.036383 | wind | 2.52 | 5 | 1.47 | FALSE | TRUE
N221 | 221 | F29 | S5 | 1 | feeder_root | 1360.97 | 866.21 | commercial | 4 | 0 | 0 | 0.1 | 0 | 0 | none | 0 | 0 | 0 | FALSE | FALSE
N222 | 222 | F29 | S5 | 2 | load_node | 1352.81 | 912.5 | mixed | 5 | 1.37 | 0.87338 | 0.1 | 0.137 | 0.087338 | none | 0 | 0 | 0 | FALSE | FALSE
N223 | 223 | F29 | S5 | 3 | load_node | 1356.96 | 960.95 | residential | 2 | 2.14 | 1.3152 | 0.1 | 0.214 | 0.13152 | none | 0 | 0 | 0 | FALSE | FALSE
N224 | 224 | F29 | S5 | 4 | load_node | 1332.34 | 956.61 | industrial | 3 | 1.42 | 0.81058 | 0.1 | 0.142 | 0.081058 | pv | 1.79 | 5 | 0.71973 | FALSE | FALSE
N225 | 225 | F29 | S5 | 5 | load_node | 1361.11 | 1009.41 | commercial | 4 | 2.93 | 1.8068 | 0.1 | 0.293 | 0.18068 | none | 0 | 0 | 0 | FALSE | FALSE
N226 | 226 | F29 | S5 | 6 | load_node | 1336.49 | 1005.07 | mixed | 5 | 0.85 | 0.54187 | 0.1 | 0.085 | 0.054187 | none | 0 | 0 | 0 | FALSE | FALSE
N227 | 227 | F29 | S5 | 7 | load_node | 1311.87 | 1000.73 | residential | 2 | 2.66 | 1.6348 | 0.1 | 0.266 | 0.16348 | none | 0 | 0 | 0 | FALSE | FALSE
N228 | 228 | F29 | S5 | 8 | load_node | 1340.63 | 1053.52 | industrial | 3 | 1.01 | 0.57654 | 0.1 | 0.101 | 0.057654 | none | 0 | 0 | 0 | FALSE | FALSE
N229 | 229 | F29 | S5 | 9 | load_node | 1316.01 | 1049.18 | commercial | 4 | 1.9 | 1.1717 | 0.1 | 0.19 | 0.11717 | hybrid | 0.91 | 5 | 0.44012 | FALSE | TRUE
N230 | 230 | F30 | S5 | 1 | feeder_root | 1322.87 | 836.98 | mixed | 5 | 0 | 0 | 0.1 | 0 | 0 | none | 0 | 0 | 0 | FALSE | FALSE
N231 | 231 | F30 | S5 | 2 | load_node | 1280.28 | 856.84 | residential | 2 | 0.95 | 0.58385 | 0.1 | 0.095 | 0.058385 | none | 0 | 0 | 0 | FALSE | FALSE
N232 | 232 | F30 | S5 | 3 | load_node | 1242.96 | 888.03 | industrial | 3 | 0.93 | 0.53087 | 0.1 | 0.093 | 0.053088 | none | 0 | 0 | 0 | FALSE | FALSE
N233 | 233 | F30 | S5 | 4 | load_node | 1232.4 | 865.37 | commercial | 4 | 1.53 | 0.9435 | 0.1 | 0.153 | 0.09435 | none | 0 | 0 | 0 | FALSE | FALSE
N234 | 234 | F30 | S5 | 5 | load_node | 1205.65 | 919.22 | mixed | 5 | 1.11 | 0.70762 | 0.1 | 0.111 | 0.070763 | none | 0 | 0 | 0 | FALSE | FALSE
N235 | 235 | F30 | S5 | 6 | load_node | 1195.08 | 896.57 | residential | 2 | 0.89 | 0.54698 | 0.1 | 0.089 | 0.054698 | none | 0 | 0 | 0 | FALSE | FALSE
N236 | 236 | F30 | S5 | 7 | load_node | 1184.52 | 873.91 | industrial | 3 | 1.04 | 0.59367 | 0.1 | 0.104 | 0.059367 | wind | 1.96 | 5 | 1.1433 | FALSE | TRUE

## Node Averages
node_id | node_number | feeder_id | substation_id | mean_load_mw | model_mean_load_mw | mean_renewable_mw | renewable_type | renewable_capacity_mw | is_candidate_tie_point
N001 | 1 | F04 | S1 | 0 | 0 | 0 | none | 0 | FALSE
N002 | 2 | F04 | S1 | 0.60844 | 0.060844 | 0 | none | 0 | FALSE
N003 | 3 | F04 | S1 | 1.1474 | 0.11474 | 0 | none | 0 | FALSE
N004 | 4 | F04 | S1 | 0.25198 | 0.025198 | 0 | none | 0 | FALSE
N005 | 5 | F04 | S1 | 0.22125 | 0.022125 | 0 | none | 0 | FALSE
N006 | 6 | F04 | S1 | 0.85054 | 0.085054 | 0 | none | 0 | FALSE
N007 | 7 | F04 | S1 | 0.89621 | 0.089621 | 0 | none | 0 | FALSE
N008 | 8 | F04 | S1 | 0.55927 | 0.055927 | 0 | none | 0 | FALSE
N009 | 9 | F04 | S1 | 0.89115 | 0.089115 | 0 | none | 0 | FALSE
N010 | 10 | F04 | S1 | 1.2169 | 0.12169 | 0.54281 | pv | 1.35 | FALSE
N011 | 11 | F04 | S1 | 1.4934 | 0.14934 | 0 | none | 0 | TRUE
N012 | 12 | F11 | S2 | 0 | 0 | 0 | none | 0 | FALSE
N013 | 13 | F11 | S2 | 0.72767 | 0.072767 | 0 | none | 0 | FALSE
N014 | 14 | F11 | S2 | 1.517 | 0.1517 | 0 | none | 0 | FALSE
N015 | 15 | F11 | S2 | 1.0545 | 0.10545 | 0.875 | wind | 1.5 | FALSE
N016 | 16 | F11 | S2 | 1.2703 | 0.12703 | 0 | none | 0 | FALSE
N017 | 17 | F11 | S2 | 1.6897 | 0.16897 | 0 | none | 0 | TRUE
N018 | 18 | F19 | S4 | 0 | 0 | 0 | none | 0 | FALSE
N019 | 19 | F19 | S4 | 1.094 | 0.1094 | 0 | none | 0 | FALSE
N020 | 20 | F19 | S4 | 1.6409 | 0.16409 | 0 | none | 0 | FALSE
N021 | 21 | F19 | S4 | 1.4135 | 0.14135 | 0 | none | 0 | FALSE
N022 | 22 | F19 | S4 | 0.98333 | 0.098333 | 0 | none | 0 | FALSE
N023 | 23 | F19 | S4 | 0.12292 | 0.012292 | 0.44229 | pv | 1.1 | FALSE
N024 | 24 | F19 | S4 | 1.2415 | 0.12415 | 0 | none | 0 | FALSE
N025 | 25 | F19 | S4 | 0.25198 | 0.025198 | 0 | none | 0 | FALSE
N026 | 26 | F19 | S4 | 1.7353 | 0.17353 | 0 | none | 0 | FALSE
N027 | 27 | F19 | S4 | 1.2783 | 0.12783 | 0 | none | 0 | FALSE
N028 | 28 | F19 | S4 | 1.0386 | 0.10386 | 0 | none | 0 | TRUE
N029 | 29 | F27 | S5 | 0 | 0 | 0 | none | 0 | FALSE
N030 | 30 | F27 | S5 | 1.184 | 0.1184 | 0 | none | 0 | FALSE
N031 | 31 | F27 | S5 | 0.888 | 0.0888 | 0 | none | 0 | FALSE
N032 | 32 | F27 | S5 | 0.111 | 0.0111 | 0 | none | 0 | FALSE
N033 | 33 | F27 | S5 | 0.95583 | 0.095583 | 0 | none | 0 | FALSE
N034 | 34 | F27 | S5 | 0.65367 | 0.065367 | 0 | none | 0 | FALSE
N035 | 35 | F27 | S5 | 0.16033 | 0.016033 | 0 | none | 0 | FALSE
N036 | 36 | F27 | S5 | 1.0175 | 0.10175 | 0 | none | 0 | FALSE
N037 | 37 | F27 | S5 | 1.1532 | 0.11532 | 0.9625 | wind | 1.65 | FALSE
N038 | 38 | F27 | S5 | 1.4307 | 0.14307 | 0 | none | 0 | FALSE
N039 | 39 | F27 | S5 | 0.851 | 0.0851 | 0 | none | 0 | FALSE
N040 | 40 | F27 | S5 | 0.54883 | 0.054883 | 0 | none | 0 | TRUE
N041 | 41 | F01 | S1 | 0 | 0 | 0 | none | 0 | FALSE
N042 | 42 | F01 | S1 | 0.357 | 0.0357 | 0 | none | 0 | FALSE
N043 | 43 | F01 | S1 | 1.8499 | 0.18499 | 0 | none | 0 | FALSE
N044 | 44 | F01 | S1 | 1.604 | 0.1604 | 0 | none | 0 | FALSE
N045 | 45 | F01 | S1 | 1.5478 | 0.15478 | 0 | none | 0 | FALSE
N046 | 46 | F01 | S1 | 1.7021 | 0.17021 | 0 | none | 0 | FALSE
N047 | 47 | F01 | S1 | 1.7761 | 0.17761 | 0.67227 | hybrid | 1.39 | TRUE
N048 | 48 | F02 | S1 | 0 | 0 | 0 | none | 0 | FALSE
N049 | 49 | F02 | S1 | 0.39948 | 0.039948 | 0 | none | 0 | FALSE
N050 | 50 | F02 | S1 | 1.2615 | 0.12615 | 0 | none | 0 | FALSE
N051 | 51 | F02 | S1 | 0.82633 | 0.082633 | 1.0736 | pv | 2.67 | FALSE
N052 | 52 | F02 | S1 | 1.6958 | 0.16958 | 0 | none | 0 | FALSE
N053 | 53 | F02 | S1 | 1.6041 | 0.16041 | 0 | none | 0 | FALSE
N054 | 54 | F02 | S1 | 1.37 | 0.137 | 0 | none | 0 | FALSE
N055 | 55 | F02 | S1 | 0.71533 | 0.071533 | 1.2542 | wind | 2.15 | TRUE
N056 | 56 | F03 | S1 | 0 | 0 | 0 | none | 0 | FALSE
N057 | 57 | F03 | S1 | 0.82771 | 0.082771 | 0 | none | 0 | FALSE
N058 | 58 | F03 | S1 | 0.98667 | 0.098667 | 0 | none | 0 | FALSE
N059 | 59 | F03 | S1 | 0.70762 | 0.070763 | 0 | none | 0 | FALSE
N060 | 60 | F03 | S1 | 1.432 | 0.1432 | 0 | none | 0 | FALSE
N061 | 61 | F03 | S1 | 0.97613 | 0.097613 | 0.85242 | pv | 2.12 | TRUE
N062 | 62 | F05 | S1 | 0 | 0 | 0 | none | 0 | FALSE
N063 | 63 | F05 | S1 | 0.357 | 0.0357 | 0 | none | 0 | FALSE
N064 | 64 | F05 | S1 | 1.0755 | 0.10755 | 0 | none | 0 | FALSE
N065 | 65 | F05 | S1 | 0.55371 | 0.055371 | 0.67952 | pv | 1.69 | FALSE
N066 | 66 | F05 | S1 | 0.77083 | 0.077083 | 0 | none | 0 | FALSE
N067 | 67 | F05 | S1 | 1.2814 | 0.12814 | 0 | none | 0 | FALSE
N068 | 68 | F05 | S1 | 0.38719 | 0.038719 | 0 | none | 0 | FALSE
N069 | 69 | F05 | S1 | 0.69642 | 0.069642 | 0 | none | 0 | FALSE
N070 | 70 | F05 | S1 | 0.43783 | 0.043783 | 0.9286 | hybrid | 1.92 | TRUE
N071 | 71 | F06 | S1 | 0 | 0 | 0 | none | 0 | FALSE
N072 | 72 | F06 | S1 | 1.1861 | 0.11861 | 0 | none | 0 | FALSE
N073 | 73 | F06 | S1 | 0.822 | 0.0822 | 0 | none | 0 | FALSE
N074 | 74 | F06 | S1 | 0.30217 | 0.030217 | 0 | none | 0 | FALSE
N075 | 75 | F06 | S1 | 0.36975 | 0.036975 | 0 | none | 0 | FALSE
N076 | 76 | F06 | S1 | 1.3644 | 0.13644 | 0 | none | 0 | FALSE
N077 | 77 | F06 | S1 | 1.0675 | 0.10675 | 1.0792 | wind | 1.85 | TRUE
N078 | 78 | F07 | S2 | 0 | 0 | 0 | none | 0 | FALSE
N079 | 79 | F07 | S2 | 1.0275 | 0.10275 | 0 | none | 0 | FALSE
N080 | 80 | F07 | S2 | 0.51183 | 0.051183 | 0 | none | 0 | FALSE
N081 | 81 | F07 | S2 | 1.5938 | 0.15937 | 0.54168 | hybrid | 1.12 | FALSE
N082 | 82 | F07 | S2 | 1.5918 | 0.15918 | 0 | none | 0 | FALSE
N083 | 83 | F07 | S2 | 1.1987 | 0.11987 | 0 | none | 0 | FALSE
N084 | 84 | F07 | S2 | 0.30833 | 0.030833 | 0 | none | 0 | FALSE
N085 | 85 | F07 | S2 | 0.28687 | 0.028688 | 0.70767 | pv | 1.76 | TRUE
N086 | 86 | F08 | S2 | 0 | 0 | 0 | none | 0 | FALSE
N087 | 87 | F08 | S2 | 1.5047 | 0.15047 | 0 | none | 0 | FALSE
N088 | 88 | F08 | S2 | 1.1539 | 0.11539 | 0 | none | 0 | FALSE
N089 | 89 | F08 | S2 | 1.2783 | 0.12783 | 0 | none | 0 | FALSE
N090 | 90 | F08 | S2 | 1.6954 | 0.16954 | 0 | none | 0 | FALSE
N091 | 91 | F08 | S2 | 0.65367 | 0.065367 | 0.6626 | hybrid | 1.37 | TRUE
N092 | 92 | F09 | S2 | 0 | 0 | 0 | none | 0 | FALSE
N093 | 93 | F09 | S2 | 1.0582 | 0.10583 | 0 | none | 0 | FALSE
N094 | 94 | F09 | S2 | 1.5672 | 0.15672 | 0 | none | 0 | FALSE
N095 | 95 | F09 | S2 | 0.63933 | 0.063933 | 1.1783 | wind | 2.02 | FALSE
N096 | 96 | F09 | S2 | 0.53033 | 0.053033 | 0 | none | 0 | FALSE
N097 | 97 | F09 | S2 | 1.7212 | 0.17213 | 0 | none | 0 | FALSE
N098 | 98 | F09 | S2 | 1.0386 | 0.10386 | 0 | none | 0 | FALSE
N099 | 99 | F09 | S2 | 1.2958 | 0.12958 | 0 | none | 0 | FALSE
N100 | 100 | F09 | S2 | 1.0237 | 0.10237 | 0 | none | 0 | FALSE
N101 | 101 | F09 | S2 | 1.2814 | 0.12814 | 1.4233 | wind | 2.44 | TRUE
N102 | 102 | F10 | S2 | 0 | 0 | 0 | none | 0 | FALSE
N103 | 103 | F10 | S2 | 0.52854 | 0.052854 | 0 | none | 0 | FALSE
N104 | 104 | F10 | S2 | 1.5527 | 0.15527 | 0 | none | 0 | FALSE
N105 | 105 | F10 | S2 | 1.184 | 0.1184 | 0 | none | 0 | FALSE
N106 | 106 | F10 | S2 | 1.4917 | 0.14918 | 0 | none | 0 | FALSE
N107 | 107 | F10 | S2 | 1.3767 | 0.13767 | 0 | none | 0 | FALSE
N108 | 108 | F10 | S2 | 0.91333 | 0.091333 | 1.3349 | hybrid | 2.76 | TRUE
N109 | 109 | F12 | S2 | 0 | 0 | 0 | none | 0 | FALSE
N110 | 110 | F12 | S2 | 0.43783 | 0.043783 | 0 | none | 0 | FALSE
N111 | 111 | F12 | S2 | 1.3579 | 0.13579 | 0 | none | 0 | FALSE
N112 | 112 | F12 | S2 | 0.82969 | 0.082969 | 0.60667 | wind | 1.04 | FALSE
N113 | 113 | F12 | S2 | 0.37104 | 0.037104 | 0 | none | 0 | FALSE
N114 | 114 | F12 | S2 | 1.221 | 0.1221 | 0 | none | 0 | FALSE
N115 | 115 | F12 | S2 | 0.357 | 0.0357 | 0 | none | 0 | FALSE
N116 | 116 | F12 | S2 | 0.9526 | 0.09526 | 0 | none | 0 | FALSE
N117 | 117 | F12 | S2 | 0.71354 | 0.071354 | 0.82427 | pv | 2.05 | TRUE
N118 | 118 | F13 | S3 | 0 | 0 | 0 | none | 0 | FALSE
N119 | 119 | F13 | S3 | 0.80325 | 0.080325 | 0 | none | 0 | FALSE
N120 | 120 | F13 | S3 | 1.684 | 0.1684 | 0 | none | 0 | FALSE
N121 | 121 | F13 | S3 | 0.42812 | 0.042813 | 0 | none | 0 | FALSE
N122 | 122 | F13 | S3 | 1.3752 | 0.13752 | 0 | none | 0 | FALSE
N123 | 123 | F13 | S3 | 1.4025 | 0.14025 | 0 | none | 0 | FALSE
N124 | 124 | F13 | S3 | 0.85427 | 0.085427 | 1.035 | hybrid | 2.14 | TRUE
N125 | 125 | F14 | S3 | 0 | 0 | 0 | none | 0 | FALSE
N126 | 126 | F14 | S3 | 0.46094 | 0.046094 | 0 | none | 0 | FALSE
N127 | 127 | F14 | S3 | 1.0675 | 0.10675 | 0 | none | 0 | FALSE
N128 | 128 | F14 | S3 | 1.6773 | 0.16773 | 1.1218 | pv | 2.79 | FALSE
N129 | 129 | F14 | S3 | 1.3515 | 0.13515 | 0 | none | 0 | FALSE
N130 | 130 | F14 | S3 | 1.8192 | 0.18192 | 0 | none | 0 | FALSE
N131 | 131 | F14 | S3 | 0.46808 | 0.046808 | 0 | none | 0 | FALSE
N132 | 132 | F14 | S3 | 0.43783 | 0.043783 | 0.79917 | wind | 1.37 | TRUE
N133 | 133 | F15 | S3 | 0 | 0 | 0 | none | 0 | FALSE
N134 | 134 | F15 | S3 | 0.6165 | 0.06165 | 0 | none | 0 | FALSE
N135 | 135 | F15 | S3 | 1.0792 | 0.10792 | 0 | none | 0 | FALSE
N136 | 136 | F15 | S3 | 0.3825 | 0.03825 | 0 | none | 0 | FALSE
N137 | 137 | F15 | S3 | 0.69448 | 0.069448 | 0 | none | 0 | FALSE
N138 | 138 | F15 | S3 | 1.3985 | 0.13985 | 0.78004 | pv | 1.94 | TRUE
N139 | 139 | F16 | S3 | 0 | 0 | 0 | none | 0 | FALSE
N140 | 140 | F16 | S3 | 1.2642 | 0.12642 | 0 | none | 0 | FALSE
N141 | 141 | F16 | S3 | 1.836 | 0.1836 | 0 | none | 0 | FALSE
N142 | 142 | F16 | S3 | 1.8622 | 0.18622 | 1.1994 | hybrid | 2.48 | FALSE
N143 | 143 | F16 | S3 | 0.6165 | 0.06165 | 0 | none | 0 | FALSE
N144 | 144 | F16 | S3 | 1.6527 | 0.16527 | 0 | none | 0 | FALSE
N145 | 145 | F16 | S3 | 0.5355 | 0.05355 | 0 | none | 0 | FALSE
N146 | 146 | F16 | S3 | 1.137 | 0.1137 | 0 | none | 0 | FALSE
N147 | 147 | F16 | S3 | 0.32538 | 0.032538 | 0 | none | 0 | FALSE
N148 | 148 | F16 | S3 | 0.999 | 0.0999 | 1.1801 | hybrid | 2.44 | TRUE
N149 | 149 | F17 | S3 | 0 | 0 | 0 | none | 0 | FALSE
N150 | 150 | F17 | S3 | 1.7595 | 0.17595 | 0 | none | 0 | FALSE
N151 | 151 | F17 | S3 | 0.46708 | 0.046708 | 0 | none | 0 | FALSE
N152 | 152 | F17 | S3 | 1.1188 | 0.11188 | 0 | none | 0 | FALSE
N153 | 153 | F17 | S3 | 1.4677 | 0.14677 | 0 | none | 0 | FALSE
N154 | 154 | F17 | S3 | 1.224 | 0.1224 | 0 | none | 0 | FALSE
N155 | 155 | F17 | S3 | 0.50396 | 0.050396 | 0.50662 | pv | 1.26 | TRUE
N156 | 156 | F18 | S3 | 0 | 0 | 0 | none | 0 | FALSE
N157 | 157 | F18 | S3 | 1.5918 | 0.15918 | 0 | none | 0 | FALSE
N158 | 158 | F18 | S3 | 0.21121 | 0.021121 | 0 | none | 0 | FALSE
N159 | 159 | F18 | S3 | 0.24667 | 0.024667 | 0.37333 | wind | 0.64 | FALSE
N160 | 160 | F18 | S3 | 0.64387 | 0.064388 | 0 | none | 0 | FALSE
N161 | 161 | F18 | S3 | 0.98948 | 0.098948 | 0 | none | 0 | FALSE
N162 | 162 | F18 | S3 | 0.85054 | 0.085054 | 0 | none | 0 | FALSE
N163 | 163 | F18 | S3 | 1.1038 | 0.11038 | 0 | none | 0 | FALSE
N164 | 164 | F18 | S3 | 0.38888 | 0.038888 | 0.72375 | pv | 1.8 | TRUE
N165 | 165 | F20 | S4 | 0 | 0 | 0 | none | 0 | FALSE
N166 | 166 | F20 | S4 | 1.5232 | 0.15232 | 0 | none | 0 | FALSE
N167 | 167 | F20 | S4 | 1.8742 | 0.18743 | 0 | none | 0 | FALSE
N168 | 168 | F20 | S4 | 0.68833 | 0.068833 | 0 | none | 0 | FALSE
N169 | 169 | F20 | S4 | 1.5812 | 0.15812 | 0 | none | 0 | FALSE
N170 | 170 | F20 | S4 | 0.814 | 0.0814 | 0.80285 | hybrid | 1.66 | TRUE
N171 | 171 | F21 | S4 | 0 | 0 | 0 | none | 0 | FALSE
N172 | 172 | F21 | S4 | 1.5938 | 0.15937 | 0 | none | 0 | FALSE
N173 | 173 | F21 | S4 | 1.3828 | 0.13828 | 0 | none | 0 | FALSE
N174 | 174 | F21 | S4 | 1.0675 | 0.10675 | 1.0733 | wind | 1.84 | FALSE
N175 | 175 | F21 | S4 | 0.80783 | 0.080783 | 0 | none | 0 | FALSE
N176 | 176 | F21 | S4 | 1.683 | 0.1683 | 0 | none | 0 | FALSE
N177 | 177 | F21 | S4 | 1.6471 | 0.16471 | 0 | none | 0 | FALSE
N178 | 178 | F21 | S4 | 0.35392 | 0.035392 | 0.83187 | hybrid | 1.72 | TRUE
N179 | 179 | F22 | S4 | 0 | 0 | 0 | none | 0 | FALSE
N180 | 180 | F22 | S4 | 1.8868 | 0.18868 | 0 | none | 0 | FALSE
N181 | 181 | F22 | S4 | 1.33 | 0.133 | 0 | none | 0 | FALSE
N182 | 182 | F22 | S4 | 0.9065 | 0.09065 | 0 | none | 0 | FALSE
N183 | 183 | F22 | S4 | 0.58013 | 0.058013 | 0 | none | 0 | FALSE
N184 | 184 | F22 | S4 | 0.38104 | 0.038104 | 0 | none | 0 | FALSE
N185 | 185 | F22 | S4 | 0.65075 | 0.065075 | 0.90442 | hybrid | 1.87 | TRUE
N186 | 186 | F23 | S4 | 0 | 0 | 0 | none | 0 | FALSE
N187 | 187 | F23 | S4 | 0.71925 | 0.071925 | 0 | none | 0 | FALSE
N188 | 188 | F23 | S4 | 0.65983 | 0.065983 | 0 | none | 0 | FALSE
N189 | 189 | F23 | S4 | 0.306 | 0.0306 | 0.83633 | pv | 2.08 | FALSE
N190 | 190 | F23 | S4 | 1.7516 | 0.17516 | 0 | none | 0 | FALSE
N191 | 191 | F23 | S4 | 0.96471 | 0.096471 | 0 | none | 0 | FALSE
N192 | 192 | F23 | S4 | 1.7205 | 0.17205 | 0 | none | 0 | FALSE
N193 | 193 | F23 | S4 | 0.306 | 0.0306 | 0 | none | 0 | FALSE
N194 | 194 | F23 | S4 | 1.7331 | 0.17331 | 0.73514 | hybrid | 1.52 | TRUE
N195 | 195 | F24 | S4 | 0 | 0 | 0 | none | 0 | FALSE
N196 | 196 | F24 | S4 | 1.3012 | 0.13012 | 0 | none | 0 | FALSE
N197 | 197 | F24 | S4 | 0.39525 | 0.039525 | 0 | none | 0 | FALSE
N198 | 198 | F24 | S4 | 1.0817 | 0.10817 | 0 | none | 0 | FALSE
N199 | 199 | F24 | S4 | 0.98754 | 0.098754 | 0.77867 | hybrid | 1.61 | TRUE
N200 | 200 | F25 | S5 | 0 | 0 | 0 | none | 0 | FALSE
N201 | 201 | F25 | S5 | 0.66938 | 0.066938 | 0 | none | 0 | FALSE
N202 | 202 | F25 | S5 | 1.1861 | 0.11861 | 0 | none | 0 | FALSE
N203 | 203 | F25 | S5 | 1.4042 | 0.14042 | 0.37241 | hybrid | 0.77 | FALSE
N204 | 204 | F25 | S5 | 1.2457 | 0.12457 | 0 | none | 0 | FALSE
N205 | 205 | F25 | S5 | 1.9125 | 0.19125 | 0 | none | 0 | FALSE
N206 | 206 | F25 | S5 | 1.0571 | 0.10571 | 0 | none | 0 | FALSE
N207 | 207 | F25 | S5 | 1.1759 | 0.11759 | 0.78004 | pv | 1.94 | TRUE
N208 | 208 | F26 | S5 | 0 | 0 | 0 | none | 0 | FALSE
N209 | 209 | F26 | S5 | 0.885 | 0.0885 | 0 | none | 0 | FALSE
N210 | 210 | F26 | S5 | 1.0275 | 0.10275 | 0 | none | 0 | FALSE
N211 | 211 | F26 | S5 | 1.0298 | 0.10298 | 0 | none | 0 | FALSE
N212 | 212 | F26 | S5 | 1.2431 | 0.12431 | 0 | none | 0 | FALSE
N213 | 213 | F26 | S5 | 1.223 | 0.1223 | 0 | none | 0 | FALSE
N214 | 214 | F26 | S5 | 1.6497 | 0.16497 | 0.52271 | pv | 1.3 | TRUE
N215 | 215 | F28 | S5 | 0 | 0 | 0 | none | 0 | FALSE
N216 | 216 | F28 | S5 | 1.3628 | 0.13628 | 0 | none | 0 | FALSE
N217 | 217 | F28 | S5 | 1.9763 | 0.19762 | 0 | none | 0 | FALSE
N218 | 218 | F28 | S5 | 0.81125 | 0.081125 | 0 | none | 0 | FALSE
N219 | 219 | F28 | S5 | 0.49092 | 0.049092 | 0 | none | 0 | FALSE
N220 | 220 | F28 | S5 | 0.36383 | 0.036383 | 1.47 | wind | 2.52 | TRUE
N221 | 221 | F29 | S5 | 0 | 0 | 0 | none | 0 | FALSE
N222 | 222 | F29 | S5 | 0.87338 | 0.087338 | 0 | none | 0 | FALSE
N223 | 223 | F29 | S5 | 1.3152 | 0.13152 | 0 | none | 0 | FALSE
N224 | 224 | F29 | S5 | 0.81058 | 0.081058 | 0.71973 | pv | 1.79 | FALSE
N225 | 225 | F29 | S5 | 1.8068 | 0.18068 | 0 | none | 0 | FALSE
N226 | 226 | F29 | S5 | 0.54187 | 0.054187 | 0 | none | 0 | FALSE
N227 | 227 | F29 | S5 | 1.6348 | 0.16348 | 0 | none | 0 | FALSE
N228 | 228 | F29 | S5 | 0.57654 | 0.057654 | 0 | none | 0 | FALSE
N229 | 229 | F29 | S5 | 1.1717 | 0.11717 | 0.44012 | hybrid | 0.91 | TRUE
N230 | 230 | F30 | S5 | 0 | 0 | 0 | none | 0 | FALSE
N231 | 231 | F30 | S5 | 0.58385 | 0.058385 | 0 | none | 0 | FALSE
N232 | 232 | F30 | S5 | 0.53087 | 0.053088 | 0 | none | 0 | FALSE
N233 | 233 | F30 | S5 | 0.9435 | 0.09435 | 0 | none | 0 | FALSE
N234 | 234 | F30 | S5 | 0.70762 | 0.070763 | 0 | none | 0 | FALSE
N235 | 235 | F30 | S5 | 0.54698 | 0.054698 | 0 | none | 0 | FALSE
N236 | 236 | F30 | S5 | 0.59367 | 0.059367 | 1.1433 | wind | 1.96 | TRUE

## Node Profiles 24h
hour | node_id | load_mw | renewable_mw
1 | N001 | 0 | 0
2 | N001 | 0 | 0
3 | N001 | 0 | 0
4 | N001 | 0 | 0
5 | N001 | 0 | 0
6 | N001 | 0 | 0
7 | N001 | 0 | 0
8 | N001 | 0 | 0
9 | N001 | 0 | 0
10 | N001 | 0 | 0
11 | N001 | 0 | 0
12 | N001 | 0 | 0
13 | N001 | 0 | 0
14 | N001 | 0 | 0
15 | N001 | 0 | 0
16 | N001 | 0 | 0
17 | N001 | 0 | 0
18 | N001 | 0 | 0
19 | N001 | 0 | 0
20 | N001 | 0 | 0
21 | N001 | 0 | 0
22 | N001 | 0 | 0
23 | N001 | 0 | 0
24 | N001 | 0 | 0
1 | N002 | 0.396 | 0
2 | N002 | 0.396 | 0
3 | N002 | 0.3465 | 0
4 | N002 | 0.3465 | 0
5 | N002 | 0.3465 | 0
6 | N002 | 0.495 | 0
7 | N002 | 0.693 | 0
8 | N002 | 0.8415 | 0
9 | N002 | 0.9405 | 0
10 | N002 | 0.99 | 0
11 | N002 | 0.99 | 0
12 | N002 | 0.9405 | 0
13 | N002 | 0.891 | 0
14 | N002 | 0.891 | 0
15 | N002 | 0.8415 | 0
16 | N002 | 0.792 | 0
17 | N002 | 0.7425 | 0
18 | N002 | 0.594 | 0
19 | N002 | 0.495 | 0
20 | N002 | 0.396 | 0
21 | N002 | 0.3465 | 0
22 | N002 | 0.297 | 0
23 | N002 | 0.297 | 0
24 | N002 | 0.297 | 0
1 | N003 | 0.7035 | 0
2 | N003 | 0.7035 | 0
3 | N003 | 0.603 | 0
4 | N003 | 0.603 | 0
5 | N003 | 0.603 | 0
6 | N003 | 0.9045 | 0
7 | N003 | 1.3065 | 0
8 | N003 | 1.608 | 0
9 | N003 | 1.809 | 0
10 | N003 | 1.9095 | 0
11 | N003 | 1.9095 | 0
12 | N003 | 1.809 | 0
13 | N003 | 1.7085 | 0
14 | N003 | 1.7085 | 0
15 | N003 | 1.608 | 0
16 | N003 | 1.5075 | 0
17 | N003 | 1.407 | 0
18 | N003 | 1.1055 | 0
19 | N003 | 0.9045 | 0
20 | N003 | 0.7035 | 0
21 | N003 | 0.603 | 0
22 | N003 | 0.603 | 0
23 | N003 | 0.603 | 0
24 | N003 | 0.603 | 0
1 | N004 | 0.164 | 0
2 | N004 | 0.164 | 0
3 | N004 | 0.1435 | 0
4 | N004 | 0.1435 | 0
5 | N004 | 0.1435 | 0
6 | N004 | 0.205 | 0
7 | N004 | 0.287 | 0
8 | N004 | 0.3485 | 0
9 | N004 | 0.3895 | 0
10 | N004 | 0.41 | 0
11 | N004 | 0.41 | 0
12 | N004 | 0.3895 | 0
13 | N004 | 0.369 | 0
14 | N004 | 0.369 | 0
15 | N004 | 0.3485 | 0
16 | N004 | 0.328 | 0
17 | N004 | 0.3075 | 0
18 | N004 | 0.246 | 0
19 | N004 | 0.205 | 0
20 | N004 | 0.164 | 0
21 | N004 | 0.1435 | 0
22 | N004 | 0.123 | 0
23 | N004 | 0.123 | 0
24 | N004 | 0.123 | 0
1 | N005 | 0.144 | 0
2 | N005 | 0.144 | 0
3 | N005 | 0.126 | 0
4 | N005 | 0.126 | 0
5 | N005 | 0.126 | 0
6 | N005 | 0.18 | 0
7 | N005 | 0.252 | 0
8 | N005 | 0.306 | 0
9 | N005 | 0.342 | 0
10 | N005 | 0.36 | 0
11 | N005 | 0.36 | 0
12 | N005 | 0.342 | 0
13 | N005 | 0.324 | 0
14 | N005 | 0.324 | 0
15 | N005 | 0.306 | 0
16 | N005 | 0.288 | 0
17 | N005 | 0.27 | 0
18 | N005 | 0.216 | 0
19 | N005 | 0.18 | 0
20 | N005 | 0.144 | 0
21 | N005 | 0.126 | 0
22 | N005 | 0.108 | 0
23 | N005 | 0.108 | 0
24 | N005 | 0.108 | 0
1 | N006 | 0.5215 | 0
2 | N006 | 0.5215 | 0
3 | N006 | 0.447 | 0
4 | N006 | 0.447 | 0
5 | N006 | 0.447 | 0
6 | N006 | 0.6705 | 0
7 | N006 | 0.9685 | 0
8 | N006 | 1.192 | 0
9 | N006 | 1.341 | 0
10 | N006 | 1.4155 | 0
11 | N006 | 1.4155 | 0
12 | N006 | 1.341 | 0
13 | N006 | 1.2665 | 0
14 | N006 | 1.2665 | 0
15 | N006 | 1.192 | 0
16 | N006 | 1.1175 | 0
17 | N006 | 1.043 | 0
18 | N006 | 0.8195 | 0
19 | N006 | 0.6705 | 0
20 | N006 | 0.5215 | 0
21 | N006 | 0.447 | 0
22 | N006 | 0.447 | 0
23 | N006 | 0.447 | 0
24 | N006 | 0.447 | 0
1 | N007 | 0.5495 | 0
2 | N007 | 0.5495 | 0
3 | N007 | 0.471 | 0
4 | N007 | 0.471 | 0
5 | N007 | 0.471 | 0
6 | N007 | 0.7065 | 0
7 | N007 | 1.0205 | 0
8 | N007 | 1.256 | 0
9 | N007 | 1.413 | 0
10 | N007 | 1.4915 | 0
11 | N007 | 1.4915 | 0
12 | N007 | 1.413 | 0
13 | N007 | 1.3345 | 0
14 | N007 | 1.3345 | 0
15 | N007 | 1.256 | 0
16 | N007 | 1.1775 | 0
17 | N007 | 1.099 | 0
18 | N007 | 0.8635 | 0
19 | N007 | 0.7065 | 0
20 | N007 | 0.5495 | 0
21 | N007 | 0.471 | 0
22 | N007 | 0.471 | 0
23 | N007 | 0.471 | 0
24 | N007 | 0.471 | 0
1 | N008 | 0.364 | 0
2 | N008 | 0.364 | 0
3 | N008 | 0.3185 | 0
4 | N008 | 0.3185 | 0
5 | N008 | 0.3185 | 0
6 | N008 | 0.455 | 0
7 | N008 | 0.637 | 0
8 | N008 | 0.7735 | 0
9 | N008 | 0.8645 | 0
10 | N008 | 0.91 | 0
11 | N008 | 0.91 | 0
12 | N008 | 0.8645 | 0
13 | N008 | 0.819 | 0
14 | N008 | 0.819 | 0
15 | N008 | 0.7735 | 0
16 | N008 | 0.728 | 0
17 | N008 | 0.6825 | 0
18 | N008 | 0.546 | 0
19 | N008 | 0.455 | 0
20 | N008 | 0.364 | 0
21 | N008 | 0.3185 | 0
22 | N008 | 0.273 | 0
23 | N008 | 0.273 | 0
24 | N008 | 0.273 | 0
1 | N009 | 0.58 | 0
2 | N009 | 0.58 | 0
3 | N009 | 0.5075 | 0
4 | N009 | 0.5075 | 0
5 | N009 | 0.5075 | 0
6 | N009 | 0.725 | 0
7 | N009 | 1.015 | 0
8 | N009 | 1.2325 | 0
9 | N009 | 1.3775 | 0
10 | N009 | 1.45 | 0
11 | N009 | 1.45 | 0
12 | N009 | 1.3775 | 0
13 | N009 | 1.305 | 0
14 | N009 | 1.305 | 0
15 | N009 | 1.2325 | 0
16 | N009 | 1.16 | 0
17 | N009 | 1.0875 | 0
18 | N009 | 0.87 | 0
19 | N009 | 0.725 | 0
20 | N009 | 0.58 | 0
21 | N009 | 0.5075 | 0
22 | N009 | 0.435 | 0
23 | N009 | 0.435 | 0
24 | N009 | 0.435 | 0
1 | N010 | 0.792 | 0.027
2 | N010 | 0.792 | 0.0405
3 | N010 | 0.693 | 0.054
4 | N010 | 0.693 | 0.054
5 | N010 | 0.693 | 0.0675
6 | N010 | 0.99 | 0.135
7 | N010 | 1.386 | 0.405
8 | N010 | 1.683 | 0.675
9 | N010 | 1.881 | 0.945
10 | N010 | 1.98 | 1.215
11 | N010 | 1.98 | 1.35
12 | N010 | 1.881 | 1.35
13 | N010 | 1.782 | 1.35
14 | N010 | 1.782 | 1.2825
15 | N010 | 1.683 | 1.215
16 | N010 | 1.584 | 1.08
17 | N010 | 1.485 | 0.81
18 | N010 | 1.188 | 0.54
19 | N010 | 0.99 | 0.27
20 | N010 | 0.792 | 0.054
21 | N010 | 0.693 | 0.0405
22 | N010 | 0.594 | 0.027
23 | N010 | 0.594 | 0.027
24 | N010 | 0.594 | 0.0135
1 | N011 | 0.972 | 0
2 | N011 | 0.972 | 0
3 | N011 | 0.8505 | 0
4 | N011 | 0.8505 | 0
5 | N011 | 0.8505 | 0
6 | N011 | 1.215 | 0
7 | N011 | 1.701 | 0
8 | N011 | 2.0655 | 0
9 | N011 | 2.3085 | 0
10 | N011 | 2.43 | 0
11 | N011 | 2.43 | 0
12 | N011 | 2.3085 | 0
13 | N011 | 2.187 | 0
14 | N011 | 2.187 | 0
15 | N011 | 2.0655 | 0
16 | N011 | 1.944 | 0
17 | N011 | 1.8225 | 0
18 | N011 | 1.458 | 0
19 | N011 | 1.215 | 0
20 | N011 | 0.972 | 0
21 | N011 | 0.8505 | 0
22 | N011 | 0.729 | 0
23 | N011 | 0.729 | 0
24 | N011 | 0.729 | 0
1 | N012 | 0 | 0
2 | N012 | 0 | 0
3 | N012 | 0 | 0
4 | N012 | 0 | 0
5 | N012 | 0 | 0
6 | N012 | 0 | 0
7 | N012 | 0 | 0
8 | N012 | 0 | 0
9 | N012 | 0 | 0
10 | N012 | 0 | 0
11 | N012 | 0 | 0
12 | N012 | 0 | 0
13 | N012 | 0 | 0
14 | N012 | 0 | 0
15 | N012 | 0 | 0
16 | N012 | 0 | 0
17 | N012 | 0 | 0
18 | N012 | 0 | 0
19 | N012 | 0 | 0
20 | N012 | 0 | 0
21 | N012 | 0 | 0
22 | N012 | 0 | 0
23 | N012 | 0 | 0
24 | N012 | 0 | 0
1 | N013 | 1.062 | 0
2 | N013 | 1.062 | 0
3 | N013 | 1.003 | 0
4 | N013 | 1.003 | 0
5 | N013 | 1.003 | 0
6 | N013 | 0.59 | 0
7 | N013 | 0.472 | 0
8 | N013 | 0.413 | 0
9 | N013 | 0.354 | 0
10 | N013 | 0.354 | 0
11 | N013 | 0.413 | 0
12 | N013 | 0.472 | 0
13 | N013 | 0.472 | 0
14 | N013 | 0.472 | 0
15 | N013 | 0.472 | 0
16 | N013 | 0.413 | 0
17 | N013 | 0.413 | 0
18 | N013 | 0.59 | 0
19 | N013 | 0.826 | 0
20 | N013 | 1.003 | 0
21 | N013 | 1.121 | 0
22 | N013 | 1.18 | 0
23 | N013 | 1.18 | 0
24 | N013 | 1.121 | 0
1 | N014 | 2.214 | 0
2 | N014 | 2.214 | 0
3 | N014 | 2.091 | 0
4 | N014 | 2.091 | 0
5 | N014 | 2.091 | 0
6 | N014 | 1.23 | 0
7 | N014 | 0.984 | 0
8 | N014 | 0.861 | 0
9 | N014 | 0.738 | 0
10 | N014 | 0.738 | 0
11 | N014 | 0.861 | 0
12 | N014 | 0.984 | 0
13 | N014 | 0.984 | 0
14 | N014 | 0.984 | 0
15 | N014 | 0.984 | 0
16 | N014 | 0.861 | 0
17 | N014 | 0.861 | 0
18 | N014 | 1.23 | 0
19 | N014 | 1.722 | 0
20 | N014 | 2.091 | 0
21 | N014 | 2.337 | 0
22 | N014 | 2.46 | 0
23 | N014 | 2.46 | 0
24 | N014 | 2.337 | 0
1 | N015 | 1.539 | 0.96291
2 | N015 | 1.539 | 1.3153
3 | N015 | 1.4535 | 1.3242
4 | N015 | 1.4535 | 1.3399
5 | N015 | 1.4535 | 1.1081
6 | N015 | 0.855 | 0.9581
7 | N015 | 0.684 | 0.9191
8 | N015 | 0.5985 | 0.70821
9 | N015 | 0.513 | 0.49045
10 | N015 | 0.513 | 0.46635
11 | N015 | 0.5985 | 0.3409
12 | N015 | 0.684 | 0.31573
13 | N015 | 0.684 | 0.3938
14 | N015 | 0.684 | 0.28216
15 | N015 | 0.684 | 0.39629
16 | N015 | 0.5985 | 0.60849
17 | N015 | 0.5985 | 0.72469
18 | N015 | 0.855 | 0.97423
19 | N015 | 1.197 | 1.0326
20 | N015 | 1.4535 | 1.1197
21 | N015 | 1.6245 | 1.4356
22 | N015 | 1.71 | 1.3837
23 | N015 | 1.71 | 1.4807
24 | N015 | 1.6245 | 0.9188
1 | N016 | 1.854 | 0
2 | N016 | 1.854 | 0
3 | N016 | 1.751 | 0
4 | N016 | 1.751 | 0
5 | N016 | 1.751 | 0
6 | N016 | 1.03 | 0
7 | N016 | 0.824 | 0
8 | N016 | 0.721 | 0
9 | N016 | 0.618 | 0
10 | N016 | 0.618 | 0
11 | N016 | 0.721 | 0
12 | N016 | 0.824 | 0
13 | N016 | 0.824 | 0
14 | N016 | 0.824 | 0
15 | N016 | 0.824 | 0
16 | N016 | 0.721 | 0
17 | N016 | 0.721 | 0
18 | N016 | 1.03 | 0
19 | N016 | 1.442 | 0
20 | N016 | 1.751 | 0
21 | N016 | 1.957 | 0
22 | N016 | 2.06 | 0
23 | N016 | 2.06 | 0
24 | N016 | 1.957 | 0
1 | N017 | 2.466 | 0
2 | N017 | 2.466 | 0
3 | N017 | 2.329 | 0
4 | N017 | 2.329 | 0
5 | N017 | 2.329 | 0
6 | N017 | 1.37 | 0
7 | N017 | 1.096 | 0
8 | N017 | 0.959 | 0
9 | N017 | 0.822 | 0
10 | N017 | 0.822 | 0
11 | N017 | 0.959 | 0
12 | N017 | 1.096 | 0
13 | N017 | 1.096 | 0
14 | N017 | 1.096 | 0
15 | N017 | 1.096 | 0
16 | N017 | 0.959 | 0
17 | N017 | 0.959 | 0
18 | N017 | 1.37 | 0
19 | N017 | 1.918 | 0
20 | N017 | 2.329 | 0
21 | N017 | 2.603 | 0
22 | N017 | 2.74 | 0
23 | N017 | 2.74 | 0
24 | N017 | 2.603 | 0
1 | N018 | 0 | 0
2 | N018 | 0 | 0
3 | N018 | 0 | 0
4 | N018 | 0 | 0
5 | N018 | 0 | 0
6 | N018 | 0 | 0
7 | N018 | 0 | 0
8 | N018 | 0 | 0
9 | N018 | 0 | 0
10 | N018 | 0 | 0
11 | N018 | 0 | 0
12 | N018 | 0 | 0
13 | N018 | 0 | 0
14 | N018 | 0 | 0
15 | N018 | 0 | 0
16 | N018 | 0 | 0
17 | N018 | 0 | 0
18 | N018 | 0 | 0
19 | N018 | 0 | 0
20 | N018 | 0 | 0
21 | N018 | 0 | 0
22 | N018 | 0 | 0
23 | N018 | 0 | 0
24 | N018 | 0 | 0
1 | N019 | 0.712 | 0
2 | N019 | 0.712 | 0
3 | N019 | 0.623 | 0
4 | N019 | 0.623 | 0
5 | N019 | 0.623 | 0
6 | N019 | 0.89 | 0
7 | N019 | 1.246 | 0
8 | N019 | 1.513 | 0
9 | N019 | 1.691 | 0
10 | N019 | 1.78 | 0
11 | N019 | 1.78 | 0
12 | N019 | 1.691 | 0
13 | N019 | 1.602 | 0
14 | N019 | 1.602 | 0
15 | N019 | 1.513 | 0
16 | N019 | 1.424 | 0
17 | N019 | 1.335 | 0
18 | N019 | 1.068 | 0
19 | N019 | 0.89 | 0
20 | N019 | 0.712 | 0
21 | N019 | 0.623 | 0
22 | N019 | 0.534 | 0
23 | N019 | 0.534 | 0
24 | N019 | 0.534 | 0
1 | N020 | 1.068 | 0
2 | N020 | 1.068 | 0
3 | N020 | 0.9345 | 0
4 | N020 | 0.9345 | 0
5 | N020 | 0.9345 | 0
6 | N020 | 1.335 | 0
7 | N020 | 1.869 | 0
8 | N020 | 2.2695 | 0
9 | N020 | 2.5365 | 0
10 | N020 | 2.67 | 0
11 | N020 | 2.67 | 0
12 | N020 | 2.5365 | 0
13 | N020 | 2.403 | 0
14 | N020 | 2.403 | 0
15 | N020 | 2.2695 | 0
16 | N020 | 2.136 | 0
17 | N020 | 2.0025 | 0
18 | N020 | 1.602 | 0
19 | N020 | 1.335 | 0
20 | N020 | 1.068 | 0
21 | N020 | 0.9345 | 0
22 | N020 | 0.801 | 0
23 | N020 | 0.801 | 0
24 | N020 | 0.801 | 0
1 | N021 | 0.92 | 0
2 | N021 | 0.92 | 0
3 | N021 | 0.805 | 0
4 | N021 | 0.805 | 0
5 | N021 | 0.805 | 0
6 | N021 | 1.15 | 0
7 | N021 | 1.61 | 0
8 | N021 | 1.955 | 0
9 | N021 | 2.185 | 0
10 | N021 | 2.3 | 0
11 | N021 | 2.3 | 0
12 | N021 | 2.185 | 0
13 | N021 | 2.07 | 0
14 | N021 | 2.07 | 0
15 | N021 | 1.955 | 0
16 | N021 | 1.84 | 0
17 | N021 | 1.725 | 0
18 | N021 | 1.38 | 0
19 | N021 | 1.15 | 0
20 | N021 | 0.92 | 0
21 | N021 | 0.805 | 0
22 | N021 | 0.69 | 0
23 | N021 | 0.69 | 0
24 | N021 | 0.69 | 0
1 | N022 | 0.64 | 0
2 | N022 | 0.64 | 0
3 | N022 | 0.56 | 0
4 | N022 | 0.56 | 0
5 | N022 | 0.56 | 0
6 | N022 | 0.8 | 0
7 | N022 | 1.12 | 0
8 | N022 | 1.36 | 0
9 | N022 | 1.52 | 0
10 | N022 | 1.6 | 0
11 | N022 | 1.6 | 0
12 | N022 | 1.52 | 0
13 | N022 | 1.44 | 0
14 | N022 | 1.44 | 0
15 | N022 | 1.36 | 0
16 | N022 | 1.28 | 0
17 | N022 | 1.2 | 0
18 | N022 | 0.96 | 0
19 | N022 | 0.8 | 0
20 | N022 | 0.64 | 0
21 | N022 | 0.56 | 0
22 | N022 | 0.48 | 0
23 | N022 | 0.48 | 0
24 | N022 | 0.48 | 0
1 | N023 | 0.08 | 0.022
2 | N023 | 0.08 | 0.033
3 | N023 | 0.07 | 0.044
4 | N023 | 0.07 | 0.044
5 | N023 | 0.07 | 0.055
6 | N023 | 0.1 | 0.11
7 | N023 | 0.14 | 0.33
8 | N023 | 0.17 | 0.55
9 | N023 | 0.19 | 0.77
10 | N023 | 0.2 | 0.99
11 | N023 | 0.2 | 1.1
12 | N023 | 0.19 | 1.1
13 | N023 | 0.18 | 1.1
14 | N023 | 0.18 | 1.045
15 | N023 | 0.17 | 0.99
16 | N023 | 0.16 | 0.88
17 | N023 | 0.15 | 0.66
18 | N023 | 0.12 | 0.44
19 | N023 | 0.1 | 0.22
20 | N023 | 0.08 | 0.044
21 | N023 | 0.07 | 0.033
22 | N023 | 0.06 | 0.022
23 | N023 | 0.06 | 0.022
24 | N023 | 0.06 | 0.011
1 | N024 | 0.808 | 0
2 | N024 | 0.808 | 0
3 | N024 | 0.707 | 0
4 | N024 | 0.707 | 0
5 | N024 | 0.707 | 0
6 | N024 | 1.01 | 0
7 | N024 | 1.414 | 0
8 | N024 | 1.717 | 0
9 | N024 | 1.919 | 0
10 | N024 | 2.02 | 0
11 | N024 | 2.02 | 0
12 | N024 | 1.919 | 0
13 | N024 | 1.818 | 0
14 | N024 | 1.818 | 0
15 | N024 | 1.717 | 0
16 | N024 | 1.616 | 0
17 | N024 | 1.515 | 0
18 | N024 | 1.212 | 0
19 | N024 | 1.01 | 0
20 | N024 | 0.808 | 0
21 | N024 | 0.707 | 0
22 | N024 | 0.606 | 0
23 | N024 | 0.606 | 0
24 | N024 | 0.606 | 0
1 | N025 | 0.164 | 0
2 | N025 | 0.164 | 0
3 | N025 | 0.1435 | 0
4 | N025 | 0.1435 | 0
5 | N025 | 0.1435 | 0
6 | N025 | 0.205 | 0
7 | N025 | 0.287 | 0
8 | N025 | 0.3485 | 0
9 | N025 | 0.3895 | 0
10 | N025 | 0.41 | 0
11 | N025 | 0.41 | 0
12 | N025 | 0.3895 | 0
13 | N025 | 0.369 | 0
14 | N025 | 0.369 | 0
15 | N025 | 0.3485 | 0
16 | N025 | 0.328 | 0
17 | N025 | 0.3075 | 0
18 | N025 | 0.246 | 0
19 | N025 | 0.205 | 0
20 | N025 | 0.164 | 0
21 | N025 | 0.1435 | 0
22 | N025 | 0.123 | 0
23 | N025 | 0.123 | 0
24 | N025 | 0.123 | 0
1 | N026 | 1.064 | 0
2 | N026 | 1.064 | 0
3 | N026 | 0.912 | 0
4 | N026 | 0.912 | 0
5 | N026 | 0.912 | 0
6 | N026 | 1.368 | 0
7 | N026 | 1.976 | 0
8 | N026 | 2.432 | 0
9 | N026 | 2.736 | 0
10 | N026 | 2.888 | 0
11 | N026 | 2.888 | 0
12 | N026 | 2.736 | 0
13 | N026 | 2.584 | 0
14 | N026 | 2.584 | 0
15 | N026 | 2.432 | 0
16 | N026 | 2.28 | 0
17 | N026 | 2.128 | 0
18 | N026 | 1.672 | 0
19 | N026 | 1.368 | 0
20 | N026 | 1.064 | 0
21 | N026 | 0.912 | 0
22 | N026 | 0.912 | 0
23 | N026 | 0.912 | 0
24 | N026 | 0.912 | 0
1 | N027 | 0.832 | 0
2 | N027 | 0.832 | 0
3 | N027 | 0.728 | 0
4 | N027 | 0.728 | 0
5 | N027 | 0.728 | 0
6 | N027 | 1.04 | 0
7 | N027 | 1.456 | 0
8 | N027 | 1.768 | 0
9 | N027 | 1.976 | 0
10 | N027 | 2.08 | 0
11 | N027 | 2.08 | 0
12 | N027 | 1.976 | 0
13 | N027 | 1.872 | 0
14 | N027 | 1.872 | 0
15 | N027 | 1.768 | 0
16 | N027 | 1.664 | 0
17 | N027 | 1.56 | 0
18 | N027 | 1.248 | 0
19 | N027 | 1.04 | 0
20 | N027 | 0.832 | 0
21 | N027 | 0.728 | 0
22 | N027 | 0.624 | 0
23 | N027 | 0.624 | 0
24 | N027 | 0.624 | 0
1 | N028 | 0.676 | 0
2 | N028 | 0.676 | 0
3 | N028 | 0.5915 | 0
4 | N028 | 0.5915 | 0
5 | N028 | 0.5915 | 0
6 | N028 | 0.845 | 0
7 | N028 | 1.183 | 0
8 | N028 | 1.4365 | 0
9 | N028 | 1.6055 | 0
10 | N028 | 1.69 | 0
11 | N028 | 1.69 | 0
12 | N028 | 1.6055 | 0
13 | N028 | 1.521 | 0
14 | N028 | 1.521 | 0
15 | N028 | 1.4365 | 0
16 | N028 | 1.352 | 0
17 | N028 | 1.2675 | 0
18 | N028 | 1.014 | 0
19 | N028 | 0.845 | 0
20 | N028 | 0.676 | 0
21 | N028 | 0.5915 | 0
22 | N028 | 0.507 | 0
23 | N028 | 0.507 | 0
24 | N028 | 0.507 | 0
1 | N029 | 0 | 0
2 | N029 | 0 | 0
3 | N029 | 0 | 0
4 | N029 | 0 | 0
5 | N029 | 0 | 0
6 | N029 | 0 | 0
7 | N029 | 0 | 0
8 | N029 | 0 | 0
9 | N029 | 0 | 0
10 | N029 | 0 | 0
11 | N029 | 0 | 0
12 | N029 | 0 | 0
13 | N029 | 0 | 0
14 | N029 | 0 | 0
15 | N029 | 0 | 0
16 | N029 | 0 | 0
17 | N029 | 0 | 0
18 | N029 | 0 | 0
19 | N029 | 0 | 0
20 | N029 | 0 | 0
21 | N029 | 0 | 0
22 | N029 | 0 | 0
23 | N029 | 0 | 0
24 | N029 | 0 | 0
1 | N030 | 1.728 | 0
2 | N030 | 1.728 | 0
3 | N030 | 1.632 | 0
4 | N030 | 1.632 | 0
5 | N030 | 1.632 | 0
6 | N030 | 0.96 | 0
7 | N030 | 0.768 | 0
8 | N030 | 0.672 | 0
9 | N030 | 0.576 | 0
10 | N030 | 0.576 | 0
11 | N030 | 0.672 | 0
12 | N030 | 0.768 | 0
13 | N030 | 0.768 | 0
14 | N030 | 0.768 | 0
15 | N030 | 0.768 | 0
16 | N030 | 0.672 | 0
17 | N030 | 0.672 | 0
18 | N030 | 0.96 | 0
19 | N030 | 1.344 | 0
20 | N030 | 1.632 | 0
21 | N030 | 1.824 | 0
22 | N030 | 1.92 | 0
23 | N030 | 1.92 | 0
24 | N030 | 1.824 | 0
1 | N031 | 1.296 | 0
2 | N031 | 1.296 | 0
3 | N031 | 1.224 | 0
4 | N031 | 1.224 | 0
5 | N031 | 1.224 | 0
6 | N031 | 0.72 | 0
7 | N031 | 0.576 | 0
8 | N031 | 0.504 | 0
9 | N031 | 0.432 | 0
10 | N031 | 0.432 | 0
11 | N031 | 0.504 | 0
12 | N031 | 0.576 | 0
13 | N031 | 0.576 | 0
14 | N031 | 0.576 | 0
15 | N031 | 0.576 | 0
16 | N031 | 0.504 | 0
17 | N031 | 0.504 | 0
18 | N031 | 0.72 | 0
19 | N031 | 1.008 | 0
20 | N031 | 1.224 | 0
21 | N031 | 1.368 | 0
22 | N031 | 1.44 | 0
23 | N031 | 1.44 | 0
24 | N031 | 1.368 | 0
1 | N032 | 0.162 | 0
2 | N032 | 0.162 | 0
3 | N032 | 0.153 | 0
4 | N032 | 0.153 | 0
5 | N032 | 0.153 | 0
6 | N032 | 0.09 | 0
7 | N032 | 0.072 | 0
8 | N032 | 0.063 | 0
9 | N032 | 0.054 | 0
10 | N032 | 0.054 | 0
11 | N032 | 0.063 | 0
12 | N032 | 0.072 | 0
13 | N032 | 0.072 | 0
14 | N032 | 0.072 | 0
15 | N032 | 0.072 | 0
16 | N032 | 0.063 | 0
17 | N032 | 0.063 | 0
18 | N032 | 0.09 | 0
19 | N032 | 0.126 | 0
20 | N032 | 0.153 | 0
21 | N032 | 0.171 | 0
22 | N032 | 0.18 | 0
23 | N032 | 0.18 | 0
24 | N032 | 0.171 | 0
1 | N033 | 1.395 | 0
2 | N033 | 1.395 | 0
3 | N033 | 1.3175 | 0
4 | N033 | 1.3175 | 0
5 | N033 | 1.3175 | 0
6 | N033 | 0.775 | 0
7 | N033 | 0.62 | 0
8 | N033 | 0.5425 | 0
9 | N033 | 0.465 | 0
10 | N033 | 0.465 | 0
11 | N033 | 0.5425 | 0
12 | N033 | 0.62 | 0
13 | N033 | 0.62 | 0
14 | N033 | 0.62 | 0
15 | N033 | 0.62 | 0
16 | N033 | 0.5425 | 0
17 | N033 | 0.5425 | 0
18 | N033 | 0.775 | 0
19 | N033 | 1.085 | 0
20 | N033 | 1.3175 | 0
21 | N033 | 1.4725 | 0
22 | N033 | 1.55 | 0
23 | N033 | 1.55 | 0
24 | N033 | 1.4725 | 0
1 | N034 | 0.954 | 0
2 | N034 | 0.954 | 0
3 | N034 | 0.901 | 0
4 | N034 | 0.901 | 0
5 | N034 | 0.901 | 0
6 | N034 | 0.53 | 0
7 | N034 | 0.424 | 0
8 | N034 | 0.371 | 0
9 | N034 | 0.318 | 0
10 | N034 | 0.318 | 0
11 | N034 | 0.371 | 0
12 | N034 | 0.424 | 0
13 | N034 | 0.424 | 0
14 | N034 | 0.424 | 0
15 | N034 | 0.424 | 0
16 | N034 | 0.371 | 0
17 | N034 | 0.371 | 0
18 | N034 | 0.53 | 0
19 | N034 | 0.742 | 0
20 | N034 | 0.901 | 0
21 | N034 | 1.007 | 0
22 | N034 | 1.06 | 0
23 | N034 | 1.06 | 0
24 | N034 | 1.007 | 0
1 | N035 | 0.234 | 0
2 | N035 | 0.234 | 0
3 | N035 | 0.221 | 0
4 | N035 | 0.221 | 0
5 | N035 | 0.221 | 0
6 | N035 | 0.13 | 0
7 | N035 | 0.104 | 0
8 | N035 | 0.091 | 0
9 | N035 | 0.078 | 0
10 | N035 | 0.078 | 0
11 | N035 | 0.091 | 0
12 | N035 | 0.104 | 0
13 | N035 | 0.104 | 0
14 | N035 | 0.104 | 0
15 | N035 | 0.104 | 0
16 | N035 | 0.091 | 0
17 | N035 | 0.091 | 0
18 | N035 | 0.13 | 0
19 | N035 | 0.182 | 0
20 | N035 | 0.221 | 0
21 | N035 | 0.247 | 0
22 | N035 | 0.26 | 0
23 | N035 | 0.26 | 0
24 | N035 | 0.247 | 0
1 | N036 | 1.485 | 0
2 | N036 | 1.485 | 0
3 | N036 | 1.4025 | 0
4 | N036 | 1.4025 | 0
5 | N036 | 1.4025 | 0
6 | N036 | 0.825 | 0
7 | N036 | 0.66 | 0
8 | N036 | 0.5775 | 0
9 | N036 | 0.495 | 0
10 | N036 | 0.495 | 0
11 | N036 | 0.5775 | 0
12 | N036 | 0.66 | 0
13 | N036 | 0.66 | 0
14 | N036 | 0.66 | 0
15 | N036 | 0.66 | 0
16 | N036 | 0.5775 | 0
17 | N036 | 0.5775 | 0
18 | N036 | 0.825 | 0
19 | N036 | 1.155 | 0
20 | N036 | 1.4025 | 0
21 | N036 | 1.5675 | 0
22 | N036 | 1.65 | 0
23 | N036 | 1.65 | 0
24 | N036 | 1.5675 | 0
1 | N037 | 1.683 | 1.0592
2 | N037 | 1.683 | 1.4468
3 | N037 | 1.5895 | 1.4567
4 | N037 | 1.5895 | 1.4739
5 | N037 | 1.5895 | 1.2189
6 | N037 | 0.935 | 1.0539
7 | N037 | 0.748 | 1.011
8 | N037 | 0.6545 | 0.77904
9 | N037 | 0.561 | 0.53949
10 | N037 | 0.561 | 0.51298
11 | N037 | 0.6545 | 0.37499
12 | N037 | 0.748 | 0.3473
13 | N037 | 0.748 | 0.43318
14 | N037 | 0.748 | 0.31038
15 | N037 | 0.748 | 0.43592
16 | N037 | 0.6545 | 0.66933
17 | N037 | 0.6545 | 0.79716
18 | N037 | 0.935 | 1.0716
19 | N037 | 1.309 | 1.1358
20 | N037 | 1.5895 | 1.2317
21 | N037 | 1.7765 | 1.5791
22 | N037 | 1.87 | 1.5221
23 | N037 | 1.87 | 1.6288
24 | N037 | 1.7765 | 1.0107
1 | N038 | 2.088 | 0
2 | N038 | 2.088 | 0
3 | N038 | 1.972 | 0
4 | N038 | 1.972 | 0
5 | N038 | 1.972 | 0
6 | N038 | 1.16 | 0
7 | N038 | 0.928 | 0
8 | N038 | 0.812 | 0
9 | N038 | 0.696 | 0
10 | N038 | 0.696 | 0
11 | N038 | 0.812 | 0
12 | N038 | 0.928 | 0
13 | N038 | 0.928 | 0
14 | N038 | 0.928 | 0
15 | N038 | 0.928 | 0
16 | N038 | 0.812 | 0
17 | N038 | 0.812 | 0
18 | N038 | 1.16 | 0
19 | N038 | 1.624 | 0
20 | N038 | 1.972 | 0
21 | N038 | 2.204 | 0
22 | N038 | 2.32 | 0
23 | N038 | 2.32 | 0
24 | N038 | 2.204 | 0
1 | N039 | 1.242 | 0
2 | N039 | 1.242 | 0
3 | N039 | 1.173 | 0
4 | N039 | 1.173 | 0
5 | N039 | 1.173 | 0
6 | N039 | 0.69 | 0
7 | N039 | 0.552 | 0
8 | N039 | 0.483 | 0
9 | N039 | 0.414 | 0
10 | N039 | 0.414 | 0
11 | N039 | 0.483 | 0
12 | N039 | 0.552 | 0
13 | N039 | 0.552 | 0
14 | N039 | 0.552 | 0
15 | N039 | 0.552 | 0
16 | N039 | 0.483 | 0
17 | N039 | 0.483 | 0
18 | N039 | 0.69 | 0
19 | N039 | 0.966 | 0
20 | N039 | 1.173 | 0
21 | N039 | 1.311 | 0
22 | N039 | 1.38 | 0
23 | N039 | 1.38 | 0
24 | N039 | 1.311 | 0
1 | N040 | 0.801 | 0
2 | N040 | 0.801 | 0
3 | N040 | 0.7565 | 0
4 | N040 | 0.7565 | 0
5 | N040 | 0.7565 | 0
6 | N040 | 0.445 | 0
7 | N040 | 0.356 | 0
8 | N040 | 0.3115 | 0
9 | N040 | 0.267 | 0
10 | N040 | 0.267 | 0
11 | N040 | 0.3115 | 0
12 | N040 | 0.356 | 0
13 | N040 | 0.356 | 0
14 | N040 | 0.356 | 0
15 | N040 | 0.356 | 0
16 | N040 | 0.3115 | 0
17 | N040 | 0.3115 | 0
18 | N040 | 0.445 | 0
19 | N040 | 0.623 | 0
20 | N040 | 0.7565 | 0
21 | N040 | 0.8455 | 0
22 | N040 | 0.89 | 0
23 | N040 | 0.89 | 0
24 | N040 | 0.8455 | 0
1 | N041 | 0 | 0
2 | N041 | 0 | 0
3 | N041 | 0 | 0
4 | N041 | 0 | 0
5 | N041 | 0 | 0
6 | N041 | 0 | 0
7 | N041 | 0 | 0
8 | N041 | 0 | 0
9 | N041 | 0 | 0
10 | N041 | 0 | 0
11 | N041 | 0 | 0
12 | N041 | 0 | 0
13 | N041 | 0 | 0
14 | N041 | 0 | 0
15 | N041 | 0 | 0
16 | N041 | 0 | 0
17 | N041 | 0 | 0
18 | N041 | 0 | 0
19 | N041 | 0 | 0
20 | N041 | 0 | 0
21 | N041 | 0 | 0
22 | N041 | 0 | 0
23 | N041 | 0 | 0
24 | N041 | 0 | 0
1 | N042 | 0.448 | 0
2 | N042 | 0.448 | 0
3 | N042 | 0.42 | 0
4 | N042 | 0.42 | 0
5 | N042 | 0.42 | 0
6 | N042 | 0.28 | 0
7 | N042 | 0.252 | 0
8 | N042 | 0.224 | 0
9 | N042 | 0.224 | 0
10 | N042 | 0.224 | 0
11 | N042 | 0.252 | 0
12 | N042 | 0.252 | 0
13 | N042 | 0.28 | 0
14 | N042 | 0.28 | 0
15 | N042 | 0.28 | 0
16 | N042 | 0.28 | 0
17 | N042 | 0.336 | 0
18 | N042 | 0.392 | 0
19 | N042 | 0.448 | 0
20 | N042 | 0.476 | 0
21 | N042 | 0.504 | 0
22 | N042 | 0.504 | 0
23 | N042 | 0.476 | 0
24 | N042 | 0.448 | 0
1 | N043 | 1.204 | 0
2 | N043 | 1.204 | 0
3 | N043 | 1.0535 | 0
4 | N043 | 1.0535 | 0
5 | N043 | 1.0535 | 0
6 | N043 | 1.505 | 0
7 | N043 | 2.107 | 0
8 | N043 | 2.5585 | 0
9 | N043 | 2.8595 | 0
10 | N043 | 3.01 | 0
11 | N043 | 3.01 | 0
12 | N043 | 2.8595 | 0
13 | N043 | 2.709 | 0
14 | N043 | 2.709 | 0
15 | N043 | 2.5585 | 0
16 | N043 | 2.408 | 0
17 | N043 | 2.2575 | 0
18 | N043 | 1.806 | 0
19 | N043 | 1.505 | 0
20 | N043 | 1.204 | 0
21 | N043 | 1.0535 | 0
22 | N043 | 0.903 | 0
23 | N043 | 0.903 | 0
24 | N043 | 0.903 | 0
1 | N044 | 0.9835 | 0
2 | N044 | 0.9835 | 0
3 | N044 | 0.843 | 0
4 | N044 | 0.843 | 0
5 | N044 | 0.843 | 0
6 | N044 | 1.2645 | 0
7 | N044 | 1.8265 | 0
8 | N044 | 2.248 | 0
9 | N044 | 2.529 | 0
10 | N044 | 2.6695 | 0
11 | N044 | 2.6695 | 0
12 | N044 | 2.529 | 0
13 | N044 | 2.3885 | 0
14 | N044 | 2.3885 | 0
15 | N044 | 2.248 | 0
16 | N044 | 2.1075 | 0
17 | N044 | 1.967 | 0
18 | N044 | 1.5455 | 0
19 | N044 | 1.2645 | 0
20 | N044 | 0.9835 | 0
21 | N044 | 0.843 | 0
22 | N044 | 0.843 | 0
23 | N044 | 0.843 | 0
24 | N044 | 0.843 | 0
1 | N045 | 2.259 | 0
2 | N045 | 2.259 | 0
3 | N045 | 2.1335 | 0
4 | N045 | 2.1335 | 0
5 | N045 | 2.1335 | 0
6 | N045 | 1.255 | 0
7 | N045 | 1.004 | 0
8 | N045 | 0.8785 | 0
9 | N045 | 0.753 | 0
10 | N045 | 0.753 | 0
11 | N045 | 0.8785 | 0
12 | N045 | 1.004 | 0
13 | N045 | 1.004 | 0
14 | N045 | 1.004 | 0
15 | N045 | 1.004 | 0
16 | N045 | 0.8785 | 0
17 | N045 | 0.8785 | 0
18 | N045 | 1.255 | 0
19 | N045 | 1.757 | 0
20 | N045 | 2.1335 | 0
21 | N045 | 2.3845 | 0
22 | N045 | 2.51 | 0
23 | N045 | 2.51 | 0
24 | N045 | 2.3845 | 0
1 | N046 | 2.136 | 0
2 | N046 | 2.136 | 0
3 | N046 | 2.0025 | 0
4 | N046 | 2.0025 | 0
5 | N046 | 2.0025 | 0
6 | N046 | 1.335 | 0
7 | N046 | 1.2015 | 0
8 | N046 | 1.068 | 0
9 | N046 | 1.068 | 0
10 | N046 | 1.068 | 0
11 | N046 | 1.2015 | 0
12 | N046 | 1.2015 | 0
13 | N046 | 1.335 | 0
14 | N046 | 1.335 | 0
15 | N046 | 1.335 | 0
16 | N046 | 1.335 | 0
17 | N046 | 1.602 | 0
18 | N046 | 1.869 | 0
19 | N046 | 2.136 | 0
20 | N046 | 2.2695 | 0
21 | N046 | 2.403 | 0
22 | N046 | 2.403 | 0
23 | N046 | 2.2695 | 0
24 | N046 | 2.136 | 0
1 | N047 | 1.156 | 0.41682
2 | N047 | 1.156 | 0.57141
3 | N047 | 1.0115 | 0.58278
4 | N047 | 1.0115 | 0.58931
5 | N047 | 1.0115 | 0.5003
6 | N047 | 1.445 | 0.47598
7 | N047 | 2.023 | 0.61261
8 | N047 | 2.4565 | 0.67758
9 | N047 | 2.7455 | 0.73967
10 | N047 | 2.89 | 0.88252
11 | N047 | 2.89 | 0.90665
12 | N047 | 2.7455 | 0.89616
13 | N047 | 2.601 | 0.92872
14 | N047 | 2.601 | 0.84394
15 | N047 | 2.4565 | 0.8533
16 | N047 | 2.312 | 0.86534
17 | N047 | 2.1675 | 0.7609
18 | N047 | 1.734 | 0.71205
19 | N047 | 1.445 | 0.58347
20 | N047 | 1.156 | 0.49751
21 | N047 | 1.0115 | 0.62157
22 | N047 | 0.867 | 0.5923
23 | N047 | 0.867 | 0.63275
24 | N047 | 0.867 | 0.39078
1 | N048 | 0 | 0
2 | N048 | 0 | 0
3 | N048 | 0 | 0
4 | N048 | 0 | 0
5 | N048 | 0 | 0
6 | N048 | 0 | 0
7 | N048 | 0 | 0
8 | N048 | 0 | 0
9 | N048 | 0 | 0
10 | N048 | 0 | 0
11 | N048 | 0 | 0
12 | N048 | 0 | 0
13 | N048 | 0 | 0
14 | N048 | 0 | 0
15 | N048 | 0 | 0
16 | N048 | 0 | 0
17 | N048 | 0 | 0
18 | N048 | 0 | 0
19 | N048 | 0 | 0
20 | N048 | 0 | 0
21 | N048 | 0 | 0
22 | N048 | 0 | 0
23 | N048 | 0 | 0
24 | N048 | 0 | 0
1 | N049 | 0.26 | 0
2 | N049 | 0.26 | 0
3 | N049 | 0.2275 | 0
4 | N049 | 0.2275 | 0
5 | N049 | 0.2275 | 0
6 | N049 | 0.325 | 0
7 | N049 | 0.455 | 0
8 | N049 | 0.5525 | 0
9 | N049 | 0.6175 | 0
10 | N049 | 0.65 | 0
11 | N049 | 0.65 | 0
12 | N049 | 0.6175 | 0
13 | N049 | 0.585 | 0
14 | N049 | 0.585 | 0
15 | N049 | 0.5525 | 0
16 | N049 | 0.52 | 0
17 | N049 | 0.4875 | 0
18 | N049 | 0.39 | 0
19 | N049 | 0.325 | 0
20 | N049 | 0.26 | 0
21 | N049 | 0.2275 | 0
22 | N049 | 0.195 | 0
23 | N049 | 0.195 | 0
24 | N049 | 0.195 | 0
1 | N050 | 0.7735 | 0
2 | N050 | 0.7735 | 0
3 | N050 | 0.663 | 0
4 | N050 | 0.663 | 0
5 | N050 | 0.663 | 0
6 | N050 | 0.9945 | 0
7 | N050 | 1.4365 | 0
8 | N050 | 1.768 | 0
9 | N050 | 1.989 | 0
10 | N050 | 2.0995 | 0
11 | N050 | 2.0995 | 0
12 | N050 | 1.989 | 0
13 | N050 | 1.8785 | 0
14 | N050 | 1.8785 | 0
15 | N050 | 1.768 | 0
16 | N050 | 1.6575 | 0
17 | N050 | 1.547 | 0
18 | N050 | 1.2155 | 0
19 | N050 | 0.9945 | 0
20 | N050 | 0.7735 | 0
21 | N050 | 0.663 | 0
22 | N050 | 0.663 | 0
23 | N050 | 0.663 | 0
24 | N050 | 0.663 | 0
1 | N051 | 1.206 | 0.0534
2 | N051 | 1.206 | 0.0801
3 | N051 | 1.139 | 0.1068
4 | N051 | 1.139 | 0.1068
5 | N051 | 1.139 | 0.1335
6 | N051 | 0.67 | 0.267
7 | N051 | 0.536 | 0.801
8 | N051 | 0.469 | 1.335
9 | N051 | 0.402 | 1.869
10 | N051 | 0.402 | 2.403
11 | N051 | 0.469 | 2.67
12 | N051 | 0.536 | 2.67
13 | N051 | 0.536 | 2.67
14 | N051 | 0.536 | 2.5365
15 | N051 | 0.536 | 2.403
16 | N051 | 0.469 | 2.136
17 | N051 | 0.469 | 1.602
18 | N051 | 0.67 | 1.068
19 | N051 | 0.938 | 0.534
20 | N051 | 1.139 | 0.1068
21 | N051 | 1.273 | 0.0801
22 | N051 | 1.34 | 0.0534
23 | N051 | 1.34 | 0.0534
24 | N051 | 1.273 | 0.0267
1 | N052 | 2.128 | 0
2 | N052 | 2.128 | 0
3 | N052 | 1.995 | 0
4 | N052 | 1.995 | 0
5 | N052 | 1.995 | 0
6 | N052 | 1.33 | 0
7 | N052 | 1.197 | 0
8 | N052 | 1.064 | 0
9 | N052 | 1.064 | 0
10 | N052 | 1.064 | 0
11 | N052 | 1.197 | 0
12 | N052 | 1.197 | 0
13 | N052 | 1.33 | 0
14 | N052 | 1.33 | 0
15 | N052 | 1.33 | 0
16 | N052 | 1.33 | 0
17 | N052 | 1.596 | 0
18 | N052 | 1.862 | 0
19 | N052 | 2.128 | 0
20 | N052 | 2.261 | 0
21 | N052 | 2.394 | 0
22 | N052 | 2.394 | 0
23 | N052 | 2.261 | 0
24 | N052 | 2.128 | 0
1 | N053 | 1.044 | 0
2 | N053 | 1.044 | 0
3 | N053 | 0.9135 | 0
4 | N053 | 0.9135 | 0
5 | N053 | 0.9135 | 0
6 | N053 | 1.305 | 0
7 | N053 | 1.827 | 0
8 | N053 | 2.2185 | 0
9 | N053 | 2.4795 | 0
10 | N053 | 2.61 | 0
11 | N053 | 2.61 | 0
12 | N053 | 2.4795 | 0
13 | N053 | 2.349 | 0
14 | N053 | 2.349 | 0
15 | N053 | 2.2185 | 0
16 | N053 | 2.088 | 0
17 | N053 | 1.9575 | 0
18 | N053 | 1.566 | 0
19 | N053 | 1.305 | 0
20 | N053 | 1.044 | 0
21 | N053 | 0.9135 | 0
22 | N053 | 0.783 | 0
23 | N053 | 0.783 | 0
24 | N053 | 0.783 | 0
1 | N054 | 0.84 | 0
2 | N054 | 0.84 | 0
3 | N054 | 0.72 | 0
4 | N054 | 0.72 | 0
5 | N054 | 0.72 | 0
6 | N054 | 1.08 | 0
7 | N054 | 1.56 | 0
8 | N054 | 1.92 | 0
9 | N054 | 2.16 | 0
10 | N054 | 2.28 | 0
11 | N054 | 2.28 | 0
12 | N054 | 2.16 | 0
13 | N054 | 2.04 | 0
14 | N054 | 2.04 | 0
15 | N054 | 1.92 | 0
16 | N054 | 1.8 | 0
17 | N054 | 1.68 | 0
18 | N054 | 1.32 | 0
19 | N054 | 1.08 | 0
20 | N054 | 0.84 | 0
21 | N054 | 0.72 | 0
22 | N054 | 0.72 | 0
23 | N054 | 0.72 | 0
24 | N054 | 0.72 | 0
1 | N055 | 1.044 | 1.3802
2 | N055 | 1.044 | 1.8852
3 | N055 | 0.986 | 1.8981
4 | N055 | 0.986 | 1.9205
5 | N055 | 0.986 | 1.5883
6 | N055 | 0.58 | 1.3733
7 | N055 | 0.464 | 1.3174
8 | N055 | 0.406 | 1.0151
9 | N055 | 0.348 | 0.70297
10 | N055 | 0.348 | 0.66843
11 | N055 | 0.406 | 0.48862
12 | N055 | 0.464 | 0.45254
13 | N055 | 0.464 | 0.56445
14 | N055 | 0.464 | 0.40443
15 | N055 | 0.464 | 0.56801
16 | N055 | 0.406 | 0.87216
17 | N055 | 0.406 | 1.0387
18 | N055 | 0.58 | 1.3964
19 | N055 | 0.812 | 1.48
20 | N055 | 0.986 | 1.605
21 | N055 | 1.102 | 2.0577
22 | N055 | 1.16 | 1.9833
23 | N055 | 1.16 | 2.1224
24 | N055 | 1.102 | 1.3169
1 | N056 | 0 | 0
2 | N056 | 0 | 0
3 | N056 | 0 | 0
4 | N056 | 0 | 0
5 | N056 | 0 | 0
6 | N056 | 0 | 0
7 | N056 | 0 | 0
8 | N056 | 0 | 0
9 | N056 | 0 | 0
10 | N056 | 0 | 0
11 | N056 | 0 | 0
12 | N056 | 0 | 0
13 | N056 | 0 | 0
14 | N056 | 0 | 0
15 | N056 | 0 | 0
16 | N056 | 0 | 0
17 | N056 | 0 | 0
18 | N056 | 0 | 0
19 | N056 | 0 | 0
20 | N056 | 0 | 0
21 | N056 | 0 | 0
22 | N056 | 0 | 0
23 | N056 | 0 | 0
24 | N056 | 0 | 0
1 | N057 | 0.5075 | 0
2 | N057 | 0.5075 | 0
3 | N057 | 0.435 | 0
4 | N057 | 0.435 | 0
5 | N057 | 0.435 | 0
6 | N057 | 0.6525 | 0
7 | N057 | 0.9425 | 0
8 | N057 | 1.16 | 0
9 | N057 | 1.305 | 0
10 | N057 | 1.3775 | 0
11 | N057 | 1.3775 | 0
12 | N057 | 1.305 | 0
13 | N057 | 1.2325 | 0
14 | N057 | 1.2325 | 0
15 | N057 | 1.16 | 0
16 | N057 | 1.0875 | 0
17 | N057 | 1.015 | 0
18 | N057 | 0.7975 | 0
19 | N057 | 0.6525 | 0
20 | N057 | 0.5075 | 0
21 | N057 | 0.435 | 0
22 | N057 | 0.435 | 0
23 | N057 | 0.435 | 0
24 | N057 | 0.435 | 0
1 | N058 | 1.44 | 0
2 | N058 | 1.44 | 0
3 | N058 | 1.36 | 0
4 | N058 | 1.36 | 0
5 | N058 | 1.36 | 0
6 | N058 | 0.8 | 0
7 | N058 | 0.64 | 0
8 | N058 | 0.56 | 0
9 | N058 | 0.48 | 0
10 | N058 | 0.48 | 0
11 | N058 | 0.56 | 0
12 | N058 | 0.64 | 0
13 | N058 | 0.64 | 0
14 | N058 | 0.64 | 0
15 | N058 | 0.64 | 0
16 | N058 | 0.56 | 0
17 | N058 | 0.56 | 0
18 | N058 | 0.8 | 0
19 | N058 | 1.12 | 0
20 | N058 | 1.36 | 0
21 | N058 | 1.52 | 0
22 | N058 | 1.6 | 0
23 | N058 | 1.6 | 0
24 | N058 | 1.52 | 0
1 | N059 | 0.888 | 0
2 | N059 | 0.888 | 0
3 | N059 | 0.8325 | 0
4 | N059 | 0.8325 | 0
5 | N059 | 0.8325 | 0
6 | N059 | 0.555 | 0
7 | N059 | 0.4995 | 0
8 | N059 | 0.444 | 0
9 | N059 | 0.444 | 0
10 | N059 | 0.444 | 0
11 | N059 | 0.4995 | 0
12 | N059 | 0.4995 | 0
13 | N059 | 0.555 | 0
14 | N059 | 0.555 | 0
15 | N059 | 0.555 | 0
16 | N059 | 0.555 | 0
17 | N059 | 0.666 | 0
18 | N059 | 0.777 | 0
19 | N059 | 0.888 | 0
20 | N059 | 0.9435 | 0
21 | N059 | 0.999 | 0
22 | N059 | 0.999 | 0
23 | N059 | 0.9435 | 0
24 | N059 | 0.888 | 0
1 | N060 | 0.932 | 0
2 | N060 | 0.932 | 0
3 | N060 | 0.8155 | 0
4 | N060 | 0.8155 | 0
5 | N060 | 0.8155 | 0
6 | N060 | 1.165 | 0
7 | N060 | 1.631 | 0
8 | N060 | 1.9805 | 0
9 | N060 | 2.2135 | 0
10 | N060 | 2.33 | 0
11 | N060 | 2.33 | 0
12 | N060 | 2.2135 | 0
13 | N060 | 2.097 | 0
14 | N060 | 2.097 | 0
15 | N060 | 1.9805 | 0
16 | N060 | 1.864 | 0
17 | N060 | 1.7475 | 0
18 | N060 | 1.398 | 0
19 | N060 | 1.165 | 0
20 | N060 | 0.932 | 0
21 | N060 | 0.8155 | 0
22 | N060 | 0.699 | 0
23 | N060 | 0.699 | 0
24 | N060 | 0.699 | 0
1 | N061 | 0.5985 | 0.0424
2 | N061 | 0.5985 | 0.0636
3 | N061 | 0.513 | 0.0848
4 | N061 | 0.513 | 0.0848
5 | N061 | 0.513 | 0.106
6 | N061 | 0.7695 | 0.212
7 | N061 | 1.1115 | 0.636
8 | N061 | 1.368 | 1.06
9 | N061 | 1.539 | 1.484
10 | N061 | 1.6245 | 1.908
11 | N061 | 1.6245 | 2.12
12 | N061 | 1.539 | 2.12
13 | N061 | 1.4535 | 2.12
14 | N061 | 1.4535 | 2.014
15 | N061 | 1.368 | 1.908
16 | N061 | 1.2825 | 1.696
17 | N061 | 1.197 | 1.272
18 | N061 | 0.9405 | 0.848
19 | N061 | 0.7695 | 0.424
20 | N061 | 0.5985 | 0.0848
21 | N061 | 0.513 | 0.0636
22 | N061 | 0.513 | 0.0424
23 | N061 | 0.513 | 0.0424
24 | N061 | 0.513 | 0.0212
1 | N062 | 0 | 0
2 | N062 | 0 | 0
3 | N062 | 0 | 0
4 | N062 | 0 | 0
5 | N062 | 0 | 0
6 | N062 | 0 | 0
7 | N062 | 0 | 0
8 | N062 | 0 | 0
9 | N062 | 0 | 0
10 | N062 | 0 | 0
11 | N062 | 0 | 0
12 | N062 | 0 | 0
13 | N062 | 0 | 0
14 | N062 | 0 | 0
15 | N062 | 0 | 0
16 | N062 | 0 | 0
17 | N062 | 0 | 0
18 | N062 | 0 | 0
19 | N062 | 0 | 0
20 | N062 | 0 | 0
21 | N062 | 0 | 0
22 | N062 | 0 | 0
23 | N062 | 0 | 0
24 | N062 | 0 | 0
1 | N063 | 0.448 | 0
2 | N063 | 0.448 | 0
3 | N063 | 0.42 | 0
4 | N063 | 0.42 | 0
5 | N063 | 0.42 | 0
6 | N063 | 0.28 | 0
7 | N063 | 0.252 | 0
8 | N063 | 0.224 | 0
9 | N063 | 0.224 | 0
10 | N063 | 0.224 | 0
11 | N063 | 0.252 | 0
12 | N063 | 0.252 | 0
13 | N063 | 0.28 | 0
14 | N063 | 0.28 | 0
15 | N063 | 0.28 | 0
16 | N063 | 0.28 | 0
17 | N063 | 0.336 | 0
18 | N063 | 0.392 | 0
19 | N063 | 0.448 | 0
20 | N063 | 0.476 | 0
21 | N063 | 0.504 | 0
22 | N063 | 0.504 | 0
23 | N063 | 0.476 | 0
24 | N063 | 0.448 | 0
1 | N064 | 0.7 | 0
2 | N064 | 0.7 | 0
3 | N064 | 0.6125 | 0
4 | N064 | 0.6125 | 0
5 | N064 | 0.6125 | 0
6 | N064 | 0.875 | 0
7 | N064 | 1.225 | 0
8 | N064 | 1.4875 | 0
9 | N064 | 1.6625 | 0
10 | N064 | 1.75 | 0
11 | N064 | 1.75 | 0
12 | N064 | 1.6625 | 0
13 | N064 | 1.575 | 0
14 | N064 | 1.575 | 0
15 | N064 | 1.4875 | 0
16 | N064 | 1.4 | 0
17 | N064 | 1.3125 | 0
18 | N064 | 1.05 | 0
19 | N064 | 0.875 | 0
20 | N064 | 0.7 | 0
21 | N064 | 0.6125 | 0
22 | N064 | 0.525 | 0
23 | N064 | 0.525 | 0
24 | N064 | 0.525 | 0
1 | N065 | 0.3395 | 0.0338
2 | N065 | 0.3395 | 0.0507
3 | N065 | 0.291 | 0.0676
4 | N065 | 0.291 | 0.0676
5 | N065 | 0.291 | 0.0845
6 | N065 | 0.4365 | 0.169
7 | N065 | 0.6305 | 0.507
8 | N065 | 0.776 | 0.845
9 | N065 | 0.873 | 1.183
10 | N065 | 0.9215 | 1.521
11 | N065 | 0.9215 | 1.69
12 | N065 | 0.873 | 1.69
13 | N065 | 0.8245 | 1.69
14 | N065 | 0.8245 | 1.6055
15 | N065 | 0.776 | 1.521
16 | N065 | 0.7275 | 1.352
17 | N065 | 0.679 | 1.014
18 | N065 | 0.5335 | 0.676
19 | N065 | 0.4365 | 0.338
20 | N065 | 0.3395 | 0.0676
21 | N065 | 0.291 | 0.0507
22 | N065 | 0.291 | 0.0338
23 | N065 | 0.291 | 0.0338
24 | N065 | 0.291 | 0.0169
1 | N066 | 1.125 | 0
2 | N066 | 1.125 | 0
3 | N066 | 1.0625 | 0
4 | N066 | 1.0625 | 0
5 | N066 | 1.0625 | 0
6 | N066 | 0.625 | 0
7 | N066 | 0.5 | 0
8 | N066 | 0.4375 | 0
9 | N066 | 0.375 | 0
10 | N066 | 0.375 | 0
11 | N066 | 0.4375 | 0
12 | N066 | 0.5 | 0
13 | N066 | 0.5 | 0
14 | N066 | 0.5 | 0
15 | N066 | 0.5 | 0
16 | N066 | 0.4375 | 0
17 | N066 | 0.4375 | 0
18 | N066 | 0.625 | 0
19 | N066 | 0.875 | 0
20 | N066 | 1.0625 | 0
21 | N066 | 1.1875 | 0
22 | N066 | 1.25 | 0
23 | N066 | 1.25 | 0
24 | N066 | 1.1875 | 0
1 | N067 | 1.608 | 0
2 | N067 | 1.608 | 0
3 | N067 | 1.5075 | 0
4 | N067 | 1.5075 | 0
5 | N067 | 1.5075 | 0
6 | N067 | 1.005 | 0
7 | N067 | 0.9045 | 0
8 | N067 | 0.804 | 0
9 | N067 | 0.804 | 0
10 | N067 | 0.804 | 0
11 | N067 | 0.9045 | 0
12 | N067 | 0.9045 | 0
13 | N067 | 1.005 | 0
14 | N067 | 1.005 | 0
15 | N067 | 1.005 | 0
16 | N067 | 1.005 | 0
17 | N067 | 1.206 | 0
18 | N067 | 1.407 | 0
19 | N067 | 1.608 | 0
20 | N067 | 1.7085 | 0
21 | N067 | 1.809 | 0
22 | N067 | 1.809 | 0
23 | N067 | 1.7085 | 0
24 | N067 | 1.608 | 0
1 | N068 | 0.252 | 0
2 | N068 | 0.252 | 0
3 | N068 | 0.2205 | 0
4 | N068 | 0.2205 | 0
5 | N068 | 0.2205 | 0
6 | N068 | 0.315 | 0
7 | N068 | 0.441 | 0
8 | N068 | 0.5355 | 0
9 | N068 | 0.5985 | 0
10 | N068 | 0.63 | 0
11 | N068 | 0.63 | 0
12 | N068 | 0.5985 | 0
13 | N068 | 0.567 | 0
14 | N068 | 0.567 | 0
15 | N068 | 0.5355 | 0
16 | N068 | 0.504 | 0
17 | N068 | 0.4725 | 0
18 | N068 | 0.378 | 0
19 | N068 | 0.315 | 0
20 | N068 | 0.252 | 0
21 | N068 | 0.2205 | 0
22 | N068 | 0.189 | 0
23 | N068 | 0.189 | 0
24 | N068 | 0.189 | 0
1 | N069 | 0.427 | 0
2 | N069 | 0.427 | 0
3 | N069 | 0.366 | 0
4 | N069 | 0.366 | 0
5 | N069 | 0.366 | 0
6 | N069 | 0.549 | 0
7 | N069 | 0.793 | 0
8 | N069 | 0.976 | 0
9 | N069 | 1.098 | 0
10 | N069 | 1.159 | 0
11 | N069 | 1.159 | 0
12 | N069 | 1.098 | 0
13 | N069 | 1.037 | 0
14 | N069 | 1.037 | 0
15 | N069 | 0.976 | 0
16 | N069 | 0.915 | 0
17 | N069 | 0.854 | 0
18 | N069 | 0.671 | 0
19 | N069 | 0.549 | 0
20 | N069 | 0.427 | 0
21 | N069 | 0.366 | 0
22 | N069 | 0.366 | 0
23 | N069 | 0.366 | 0
24 | N069 | 0.366 | 0
1 | N070 | 0.639 | 0.57576
2 | N070 | 0.639 | 0.78929
3 | N070 | 0.6035 | 0.805
4 | N070 | 0.6035 | 0.81401
5 | N070 | 0.6035 | 0.69106
6 | N070 | 0.355 | 0.65746
7 | N070 | 0.284 | 0.8462
8 | N070 | 0.2485 | 0.93593
9 | N070 | 0.213 | 1.0217
10 | N070 | 0.213 | 1.219
11 | N070 | 0.2485 | 1.2524
12 | N070 | 0.284 | 1.2379
13 | N070 | 0.284 | 1.2828
14 | N070 | 0.284 | 1.1657
15 | N070 | 0.284 | 1.1787
16 | N070 | 0.2485 | 1.1953
17 | N070 | 0.2485 | 1.051
18 | N070 | 0.355 | 0.98355
19 | N070 | 0.497 | 0.80595
20 | N070 | 0.6035 | 0.68721
21 | N070 | 0.6745 | 0.85857
22 | N070 | 0.71 | 0.81814
23 | N070 | 0.71 | 0.87401
24 | N070 | 0.6745 | 0.53979
1 | N071 | 0 | 0
2 | N071 | 0 | 0
3 | N071 | 0 | 0
4 | N071 | 0 | 0
5 | N071 | 0 | 0
6 | N071 | 0 | 0
7 | N071 | 0 | 0
8 | N071 | 0 | 0
9 | N071 | 0 | 0
10 | N071 | 0 | 0
11 | N071 | 0 | 0
12 | N071 | 0 | 0
13 | N071 | 0 | 0
14 | N071 | 0 | 0
15 | N071 | 0 | 0
16 | N071 | 0 | 0
17 | N071 | 0 | 0
18 | N071 | 0 | 0
19 | N071 | 0 | 0
20 | N071 | 0 | 0
21 | N071 | 0 | 0
22 | N071 | 0 | 0
23 | N071 | 0 | 0
24 | N071 | 0 | 0
1 | N072 | 0.772 | 0
2 | N072 | 0.772 | 0
3 | N072 | 0.6755 | 0
4 | N072 | 0.6755 | 0
5 | N072 | 0.6755 | 0
6 | N072 | 0.965 | 0
7 | N072 | 1.351 | 0
8 | N072 | 1.6405 | 0
9 | N072 | 1.8335 | 0
10 | N072 | 1.93 | 0
11 | N072 | 1.93 | 0
12 | N072 | 1.8335 | 0
13 | N072 | 1.737 | 0
14 | N072 | 1.737 | 0
15 | N072 | 1.6405 | 0
16 | N072 | 1.544 | 0
17 | N072 | 1.4475 | 0
18 | N072 | 1.158 | 0
19 | N072 | 0.965 | 0
20 | N072 | 0.772 | 0
21 | N072 | 0.6755 | 0
22 | N072 | 0.579 | 0
23 | N072 | 0.579 | 0
24 | N072 | 0.579 | 0
1 | N073 | 0.504 | 0
2 | N073 | 0.504 | 0
3 | N073 | 0.432 | 0
4 | N073 | 0.432 | 0
5 | N073 | 0.432 | 0
6 | N073 | 0.648 | 0
7 | N073 | 0.936 | 0
8 | N073 | 1.152 | 0
9 | N073 | 1.296 | 0
10 | N073 | 1.368 | 0
11 | N073 | 1.368 | 0
12 | N073 | 1.296 | 0
13 | N073 | 1.224 | 0
14 | N073 | 1.224 | 0
15 | N073 | 1.152 | 0
16 | N073 | 1.08 | 0
17 | N073 | 1.008 | 0
18 | N073 | 0.792 | 0
19 | N073 | 0.648 | 0
20 | N073 | 0.504 | 0
21 | N073 | 0.432 | 0
22 | N073 | 0.432 | 0
23 | N073 | 0.432 | 0
24 | N073 | 0.432 | 0
1 | N074 | 0.441 | 0
2 | N074 | 0.441 | 0
3 | N074 | 0.4165 | 0
4 | N074 | 0.4165 | 0
5 | N074 | 0.4165 | 0
6 | N074 | 0.245 | 0
7 | N074 | 0.196 | 0
8 | N074 | 0.1715 | 0
9 | N074 | 0.147 | 0
10 | N074 | 0.147 | 0
11 | N074 | 0.1715 | 0
12 | N074 | 0.196 | 0
13 | N074 | 0.196 | 0
14 | N074 | 0.196 | 0
15 | N074 | 0.196 | 0
16 | N074 | 0.1715 | 0
17 | N074 | 0.1715 | 0
18 | N074 | 0.245 | 0
19 | N074 | 0.343 | 0
20 | N074 | 0.4165 | 0
21 | N074 | 0.4655 | 0
22 | N074 | 0.49 | 0
23 | N074 | 0.49 | 0
24 | N074 | 0.4655 | 0
1 | N075 | 0.464 | 0
2 | N075 | 0.464 | 0
3 | N075 | 0.435 | 0
4 | N075 | 0.435 | 0
5 | N075 | 0.435 | 0
6 | N075 | 0.29 | 0
7 | N075 | 0.261 | 0
8 | N075 | 0.232 | 0
9 | N075 | 0.232 | 0
10 | N075 | 0.232 | 0
11 | N075 | 0.261 | 0
12 | N075 | 0.261 | 0
13 | N075 | 0.29 | 0
14 | N075 | 0.29 | 0
15 | N075 | 0.29 | 0
16 | N075 | 0.29 | 0
17 | N075 | 0.348 | 0
18 | N075 | 0.406 | 0
19 | N075 | 0.464 | 0
20 | N075 | 0.493 | 0
21 | N075 | 0.522 | 0
22 | N075 | 0.522 | 0
23 | N075 | 0.493 | 0
24 | N075 | 0.464 | 0
1 | N076 | 0.888 | 0
2 | N076 | 0.888 | 0
3 | N076 | 0.777 | 0
4 | N076 | 0.777 | 0
5 | N076 | 0.777 | 0
6 | N076 | 1.11 | 0
7 | N076 | 1.554 | 0
8 | N076 | 1.887 | 0
9 | N076 | 2.109 | 0
10 | N076 | 2.22 | 0
11 | N076 | 2.22 | 0
12 | N076 | 2.109 | 0
13 | N076 | 1.998 | 0
14 | N076 | 1.998 | 0
15 | N076 | 1.887 | 0
16 | N076 | 1.776 | 0
17 | N076 | 1.665 | 0
18 | N076 | 1.332 | 0
19 | N076 | 1.11 | 0
20 | N076 | 0.888 | 0
21 | N076 | 0.777 | 0
22 | N076 | 0.666 | 0
23 | N076 | 0.666 | 0
24 | N076 | 0.666 | 0
1 | N077 | 0.6545 | 1.1876
2 | N077 | 0.6545 | 1.6222
3 | N077 | 0.561 | 1.6332
4 | N077 | 0.561 | 1.6525
5 | N077 | 0.561 | 1.3666
6 | N077 | 0.8415 | 1.1817
7 | N077 | 1.2155 | 1.1336
8 | N077 | 1.496 | 0.87346
9 | N077 | 1.683 | 0.60488
10 | N077 | 1.7765 | 0.57516
11 | N077 | 1.7765 | 0.42044
12 | N077 | 1.683 | 0.3894
13 | N077 | 1.5895 | 0.48569
14 | N077 | 1.5895 | 0.348
15 | N077 | 1.496 | 0.48875
16 | N077 | 1.4025 | 0.75046
17 | N077 | 1.309 | 0.89379
18 | N077 | 1.0285 | 1.2015
19 | N077 | 0.8415 | 1.2735
20 | N077 | 0.6545 | 1.381
21 | N077 | 0.561 | 1.7705
22 | N077 | 0.561 | 1.7066
23 | N077 | 0.561 | 1.8262
24 | N077 | 0.561 | 1.1332
1 | N078 | 0 | 0
2 | N078 | 0 | 0
3 | N078 | 0 | 0
4 | N078 | 0 | 0
5 | N078 | 0 | 0
6 | N078 | 0 | 0
7 | N078 | 0 | 0
8 | N078 | 0 | 0
9 | N078 | 0 | 0
10 | N078 | 0 | 0
11 | N078 | 0 | 0
12 | N078 | 0 | 0
13 | N078 | 0 | 0
14 | N078 | 0 | 0
15 | N078 | 0 | 0
16 | N078 | 0 | 0
17 | N078 | 0 | 0
18 | N078 | 0 | 0
19 | N078 | 0 | 0
20 | N078 | 0 | 0
21 | N078 | 0 | 0
22 | N078 | 0 | 0
23 | N078 | 0 | 0
24 | N078 | 0 | 0
1 | N079 | 0.63 | 0
2 | N079 | 0.63 | 0
3 | N079 | 0.54 | 0
4 | N079 | 0.54 | 0
5 | N079 | 0.54 | 0
6 | N079 | 0.81 | 0
7 | N079 | 1.17 | 0
8 | N079 | 1.44 | 0
9 | N079 | 1.62 | 0
10 | N079 | 1.71 | 0
11 | N079 | 1.71 | 0
12 | N079 | 1.62 | 0
13 | N079 | 1.53 | 0
14 | N079 | 1.53 | 0
15 | N079 | 1.44 | 0
16 | N079 | 1.35 | 0
17 | N079 | 1.26 | 0
18 | N079 | 0.99 | 0
19 | N079 | 0.81 | 0
20 | N079 | 0.63 | 0
21 | N079 | 0.54 | 0
22 | N079 | 0.54 | 0
23 | N079 | 0.54 | 0
24 | N079 | 0.54 | 0
1 | N080 | 0.747 | 0
2 | N080 | 0.747 | 0
3 | N080 | 0.7055 | 0
4 | N080 | 0.7055 | 0
5 | N080 | 0.7055 | 0
6 | N080 | 0.415 | 0
7 | N080 | 0.332 | 0
8 | N080 | 0.2905 | 0
9 | N080 | 0.249 | 0
10 | N080 | 0.249 | 0
11 | N080 | 0.2905 | 0
12 | N080 | 0.332 | 0
13 | N080 | 0.332 | 0
14 | N080 | 0.332 | 0
15 | N080 | 0.332 | 0
16 | N080 | 0.2905 | 0
17 | N080 | 0.2905 | 0
18 | N080 | 0.415 | 0
19 | N080 | 0.581 | 0
20 | N080 | 0.7055 | 0
21 | N080 | 0.7885 | 0
22 | N080 | 0.83 | 0
23 | N080 | 0.83 | 0
24 | N080 | 0.7885 | 0
1 | N081 | 2 | 0.33586
2 | N081 | 2 | 0.46042
3 | N081 | 1.875 | 0.46958
4 | N081 | 1.875 | 0.47484
5 | N081 | 1.875 | 0.40312
6 | N081 | 1.25 | 0.38352
7 | N081 | 1.125 | 0.49362
8 | N081 | 1 | 0.54596
9 | N081 | 1 | 0.59599
10 | N081 | 1 | 0.71109
11 | N081 | 1.125 | 0.73054
12 | N081 | 1.125 | 0.72208
13 | N081 | 1.25 | 0.74832
14 | N081 | 1.25 | 0.68001
15 | N081 | 1.25 | 0.68755
16 | N081 | 1.25 | 0.69725
17 | N081 | 1.5 | 0.6131
18 | N081 | 1.75 | 0.57374
19 | N081 | 2 | 0.47014
20 | N081 | 2.125 | 0.40087
21 | N081 | 2.25 | 0.50084
22 | N081 | 2.25 | 0.47725
23 | N081 | 2.125 | 0.50984
24 | N081 | 2 | 0.31488
1 | N082 | 1.036 | 0
2 | N082 | 1.036 | 0
3 | N082 | 0.9065 | 0
4 | N082 | 0.9065 | 0
5 | N082 | 0.9065 | 0
6 | N082 | 1.295 | 0
7 | N082 | 1.813 | 0
8 | N082 | 2.2015 | 0
9 | N082 | 2.4605 | 0
10 | N082 | 2.59 | 0
11 | N082 | 2.59 | 0
12 | N082 | 2.4605 | 0
13 | N082 | 2.331 | 0
14 | N082 | 2.331 | 0
15 | N082 | 2.2015 | 0
16 | N082 | 2.072 | 0
17 | N082 | 1.9425 | 0
18 | N082 | 1.554 | 0
19 | N082 | 1.295 | 0
20 | N082 | 1.036 | 0
21 | N082 | 0.9065 | 0
22 | N082 | 0.777 | 0
23 | N082 | 0.777 | 0
24 | N082 | 0.777 | 0
1 | N083 | 0.735 | 0
2 | N083 | 0.735 | 0
3 | N083 | 0.63 | 0
4 | N083 | 0.63 | 0
5 | N083 | 0.63 | 0
6 | N083 | 0.945 | 0
7 | N083 | 1.365 | 0
8 | N083 | 1.68 | 0
9 | N083 | 1.89 | 0
10 | N083 | 1.995 | 0
11 | N083 | 1.995 | 0
12 | N083 | 1.89 | 0
13 | N083 | 1.785 | 0
14 | N083 | 1.785 | 0
15 | N083 | 1.68 | 0
16 | N083 | 1.575 | 0
17 | N083 | 1.47 | 0
18 | N083 | 1.155 | 0
19 | N083 | 0.945 | 0
20 | N083 | 0.735 | 0
21 | N083 | 0.63 | 0
22 | N083 | 0.63 | 0
23 | N083 | 0.63 | 0
24 | N083 | 0.63 | 0
1 | N084 | 0.45 | 0
2 | N084 | 0.45 | 0
3 | N084 | 0.425 | 0
4 | N084 | 0.425 | 0
5 | N084 | 0.425 | 0
6 | N084 | 0.25 | 0
7 | N084 | 0.2 | 0
8 | N084 | 0.175 | 0
9 | N084 | 0.15 | 0
10 | N084 | 0.15 | 0
11 | N084 | 0.175 | 0
12 | N084 | 0.2 | 0
13 | N084 | 0.2 | 0
14 | N084 | 0.2 | 0
15 | N084 | 0.2 | 0
16 | N084 | 0.175 | 0
17 | N084 | 0.175 | 0
18 | N084 | 0.25 | 0
19 | N084 | 0.35 | 0
20 | N084 | 0.425 | 0
21 | N084 | 0.475 | 0
22 | N084 | 0.5 | 0
23 | N084 | 0.5 | 0
24 | N084 | 0.475 | 0
1 | N085 | 0.36 | 0.0352
2 | N085 | 0.36 | 0.0528
3 | N085 | 0.3375 | 0.0704
4 | N085 | 0.3375 | 0.0704
5 | N085 | 0.3375 | 0.088
6 | N085 | 0.225 | 0.176
7 | N085 | 0.2025 | 0.528
8 | N085 | 0.18 | 0.88
9 | N085 | 0.18 | 1.232
10 | N085 | 0.18 | 1.584
11 | N085 | 0.2025 | 1.76
12 | N085 | 0.2025 | 1.76
13 | N085 | 0.225 | 1.76
14 | N085 | 0.225 | 1.672
15 | N085 | 0.225 | 1.584
16 | N085 | 0.225 | 1.408
17 | N085 | 0.27 | 1.056
18 | N085 | 0.315 | 0.704
19 | N085 | 0.36 | 0.352
20 | N085 | 0.3825 | 0.0704
21 | N085 | 0.405 | 0.0528
22 | N085 | 0.405 | 0.0352
23 | N085 | 0.3825 | 0.0352
24 | N085 | 0.36 | 0.0176
1 | N086 | 0 | 0
2 | N086 | 0 | 0
3 | N086 | 0 | 0
4 | N086 | 0 | 0
5 | N086 | 0 | 0
6 | N086 | 0 | 0
7 | N086 | 0 | 0
8 | N086 | 0 | 0
9 | N086 | 0 | 0
10 | N086 | 0 | 0
11 | N086 | 0 | 0
12 | N086 | 0 | 0
13 | N086 | 0 | 0
14 | N086 | 0 | 0
15 | N086 | 0 | 0
16 | N086 | 0 | 0
17 | N086 | 0 | 0
18 | N086 | 0 | 0
19 | N086 | 0 | 0
20 | N086 | 0 | 0
21 | N086 | 0 | 0
22 | N086 | 0 | 0
23 | N086 | 0 | 0
24 | N086 | 0 | 0
1 | N087 | 2.196 | 0
2 | N087 | 2.196 | 0
3 | N087 | 2.074 | 0
4 | N087 | 2.074 | 0
5 | N087 | 2.074 | 0
6 | N087 | 1.22 | 0
7 | N087 | 0.976 | 0
8 | N087 | 0.854 | 0
9 | N087 | 0.732 | 0
10 | N087 | 0.732 | 0
11 | N087 | 0.854 | 0
12 | N087 | 0.976 | 0
13 | N087 | 0.976 | 0
14 | N087 | 0.976 | 0
15 | N087 | 0.976 | 0
16 | N087 | 0.854 | 0
17 | N087 | 0.854 | 0
18 | N087 | 1.22 | 0
19 | N087 | 1.708 | 0
20 | N087 | 2.074 | 0
21 | N087 | 2.318 | 0
22 | N087 | 2.44 | 0
23 | N087 | 2.44 | 0
24 | N087 | 2.318 | 0
1 | N088 | 1.448 | 0
2 | N088 | 1.448 | 0
3 | N088 | 1.3575 | 0
4 | N088 | 1.3575 | 0
5 | N088 | 1.3575 | 0
6 | N088 | 0.905 | 0
7 | N088 | 0.8145 | 0
8 | N088 | 0.724 | 0
9 | N088 | 0.724 | 0
10 | N088 | 0.724 | 0
11 | N088 | 0.8145 | 0
12 | N088 | 0.8145 | 0
13 | N088 | 0.905 | 0
14 | N088 | 0.905 | 0
15 | N088 | 0.905 | 0
16 | N088 | 0.905 | 0
17 | N088 | 1.086 | 0
18 | N088 | 1.267 | 0
19 | N088 | 1.448 | 0
20 | N088 | 1.5385 | 0
21 | N088 | 1.629 | 0
22 | N088 | 1.629 | 0
23 | N088 | 1.5385 | 0
24 | N088 | 1.448 | 0
1 | N089 | 0.832 | 0
2 | N089 | 0.832 | 0
3 | N089 | 0.728 | 0
4 | N089 | 0.728 | 0
5 | N089 | 0.728 | 0
6 | N089 | 1.04 | 0
7 | N089 | 1.456 | 0
8 | N089 | 1.768 | 0
9 | N089 | 1.976 | 0
10 | N089 | 2.08 | 0
11 | N089 | 2.08 | 0
12 | N089 | 1.976 | 0
13 | N089 | 1.872 | 0
14 | N089 | 1.872 | 0
15 | N089 | 1.768 | 0
16 | N089 | 1.664 | 0
17 | N089 | 1.56 | 0
18 | N089 | 1.248 | 0
19 | N089 | 1.04 | 0
20 | N089 | 0.832 | 0
21 | N089 | 0.728 | 0
22 | N089 | 0.624 | 0
23 | N089 | 0.624 | 0
24 | N089 | 0.624 | 0
1 | N090 | 1.0395 | 0
2 | N090 | 1.0395 | 0
3 | N090 | 0.891 | 0
4 | N090 | 0.891 | 0
5 | N090 | 0.891 | 0
6 | N090 | 1.3365 | 0
7 | N090 | 1.9305 | 0
8 | N090 | 2.376 | 0
9 | N090 | 2.673 | 0
10 | N090 | 2.8215 | 0
11 | N090 | 2.8215 | 0
12 | N090 | 2.673 | 0
13 | N090 | 2.5245 | 0
14 | N090 | 2.5245 | 0
15 | N090 | 2.376 | 0
16 | N090 | 2.2275 | 0
17 | N090 | 2.079 | 0
18 | N090 | 1.6335 | 0
19 | N090 | 1.3365 | 0
20 | N090 | 1.0395 | 0
21 | N090 | 0.891 | 0
22 | N090 | 0.891 | 0
23 | N090 | 0.891 | 0
24 | N090 | 0.891 | 0
1 | N091 | 0.954 | 0.41083
2 | N091 | 0.954 | 0.56319
3 | N091 | 0.901 | 0.5744
4 | N091 | 0.901 | 0.58083
5 | N091 | 0.901 | 0.4931
6 | N091 | 0.53 | 0.46913
7 | N091 | 0.424 | 0.6038
8 | N091 | 0.371 | 0.66783
9 | N091 | 0.318 | 0.72902
10 | N091 | 0.318 | 0.86982
11 | N091 | 0.371 | 0.89361
12 | N091 | 0.424 | 0.88326
13 | N091 | 0.424 | 0.91535
14 | N091 | 0.424 | 0.83179
15 | N091 | 0.424 | 0.84102
16 | N091 | 0.371 | 0.85289
17 | N091 | 0.371 | 0.74995
18 | N091 | 0.53 | 0.70181
19 | N091 | 0.742 | 0.57508
20 | N091 | 0.901 | 0.49035
21 | N091 | 1.007 | 0.61263
22 | N091 | 1.06 | 0.58378
23 | N091 | 1.06 | 0.62365
24 | N091 | 1.007 | 0.38516
1 | N092 | 0 | 0
2 | N092 | 0 | 0
3 | N092 | 0 | 0
4 | N092 | 0 | 0
5 | N092 | 0 | 0
6 | N092 | 0 | 0
7 | N092 | 0 | 0
8 | N092 | 0 | 0
9 | N092 | 0 | 0
10 | N092 | 0 | 0
11 | N092 | 0 | 0
12 | N092 | 0 | 0
13 | N092 | 0 | 0
14 | N092 | 0 | 0
15 | N092 | 0 | 0
16 | N092 | 0 | 0
17 | N092 | 0 | 0
18 | N092 | 0 | 0
19 | N092 | 0 | 0
20 | N092 | 0 | 0
21 | N092 | 0 | 0
22 | N092 | 0 | 0
23 | N092 | 0 | 0
24 | N092 | 0 | 0
1 | N093 | 1.328 | 0
2 | N093 | 1.328 | 0
3 | N093 | 1.245 | 0
4 | N093 | 1.245 | 0
5 | N093 | 1.245 | 0
6 | N093 | 0.83 | 0
7 | N093 | 0.747 | 0
8 | N093 | 0.664 | 0
9 | N093 | 0.664 | 0
10 | N093 | 0.664 | 0
11 | N093 | 0.747 | 0
12 | N093 | 0.747 | 0
13 | N093 | 0.83 | 0
14 | N093 | 0.83 | 0
15 | N093 | 0.83 | 0
16 | N093 | 0.83 | 0
17 | N093 | 0.996 | 0
18 | N093 | 1.162 | 0
19 | N093 | 1.328 | 0
20 | N093 | 1.411 | 0
21 | N093 | 1.494 | 0
22 | N093 | 1.494 | 0
23 | N093 | 1.411 | 0
24 | N093 | 1.328 | 0
1 | N094 | 1.02 | 0
2 | N094 | 1.02 | 0
3 | N094 | 0.8925 | 0
4 | N094 | 0.8925 | 0
5 | N094 | 0.8925 | 0
6 | N094 | 1.275 | 0
7 | N094 | 1.785 | 0
8 | N094 | 2.1675 | 0
9 | N094 | 2.4225 | 0
10 | N094 | 2.55 | 0
11 | N094 | 2.55 | 0
12 | N094 | 2.4225 | 0
13 | N094 | 2.295 | 0
14 | N094 | 2.295 | 0
15 | N094 | 2.1675 | 0
16 | N094 | 2.04 | 0
17 | N094 | 1.9125 | 0
18 | N094 | 1.53 | 0
19 | N094 | 1.275 | 0
20 | N094 | 1.02 | 0
21 | N094 | 0.8925 | 0
22 | N094 | 0.765 | 0
23 | N094 | 0.765 | 0
24 | N094 | 0.765 | 0
1 | N095 | 0.392 | 1.2967
2 | N095 | 0.392 | 1.7713
3 | N095 | 0.336 | 1.7833
4 | N095 | 0.336 | 1.8044
5 | N095 | 0.336 | 1.4922
6 | N095 | 0.504 | 1.2902
7 | N095 | 0.728 | 1.2377
8 | N095 | 0.896 | 0.95373
9 | N095 | 1.008 | 0.66047
10 | N095 | 1.064 | 0.62802
11 | N095 | 1.064 | 0.45908
12 | N095 | 1.008 | 0.42518
13 | N095 | 0.952 | 0.53032
14 | N095 | 0.952 | 0.37998
15 | N095 | 0.896 | 0.53367
16 | N095 | 0.84 | 0.81943
17 | N095 | 0.784 | 0.97592
18 | N095 | 0.616 | 1.312
19 | N095 | 0.504 | 1.3905
20 | N095 | 0.392 | 1.5079
21 | N095 | 0.336 | 1.9332
22 | N095 | 0.336 | 1.8634
23 | N095 | 0.336 | 1.994
24 | N095 | 0.336 | 1.2373
1 | N096 | 0.774 | 0
2 | N096 | 0.774 | 0
3 | N096 | 0.731 | 0
4 | N096 | 0.731 | 0
5 | N096 | 0.731 | 0
6 | N096 | 0.43 | 0
7 | N096 | 0.344 | 0
8 | N096 | 0.301 | 0
9 | N096 | 0.258 | 0
10 | N096 | 0.258 | 0
11 | N096 | 0.301 | 0
12 | N096 | 0.344 | 0
13 | N096 | 0.344 | 0
14 | N096 | 0.344 | 0
15 | N096 | 0.344 | 0
16 | N096 | 0.301 | 0
17 | N096 | 0.301 | 0
18 | N096 | 0.43 | 0
19 | N096 | 0.602 | 0
20 | N096 | 0.731 | 0
21 | N096 | 0.817 | 0
22 | N096 | 0.86 | 0
23 | N096 | 0.86 | 0
24 | N096 | 0.817 | 0
1 | N097 | 2.16 | 0
2 | N097 | 2.16 | 0
3 | N097 | 2.025 | 0
4 | N097 | 2.025 | 0
5 | N097 | 2.025 | 0
6 | N097 | 1.35 | 0
7 | N097 | 1.215 | 0
8 | N097 | 1.08 | 0
9 | N097 | 1.08 | 0
10 | N097 | 1.08 | 0
11 | N097 | 1.215 | 0
12 | N097 | 1.215 | 0
13 | N097 | 1.35 | 0
14 | N097 | 1.35 | 0
15 | N097 | 1.35 | 0
16 | N097 | 1.35 | 0
17 | N097 | 1.62 | 0
18 | N097 | 1.89 | 0
19 | N097 | 2.16 | 0
20 | N097 | 2.295 | 0
21 | N097 | 2.43 | 0
22 | N097 | 2.43 | 0
23 | N097 | 2.295 | 0
24 | N097 | 2.16 | 0
1 | N098 | 0.676 | 0
2 | N098 | 0.676 | 0
3 | N098 | 0.5915 | 0
4 | N098 | 0.5915 | 0
5 | N098 | 0.5915 | 0
6 | N098 | 0.845 | 0
7 | N098 | 1.183 | 0
8 | N098 | 1.4365 | 0
9 | N098 | 1.6055 | 0
10 | N098 | 1.69 | 0
11 | N098 | 1.69 | 0
12 | N098 | 1.6055 | 0
13 | N098 | 1.521 | 0
14 | N098 | 1.521 | 0
15 | N098 | 1.4365 | 0
16 | N098 | 1.352 | 0
17 | N098 | 1.2675 | 0
18 | N098 | 1.014 | 0
19 | N098 | 0.845 | 0
20 | N098 | 0.676 | 0
21 | N098 | 0.5915 | 0
22 | N098 | 0.507 | 0
23 | N098 | 0.507 | 0
24 | N098 | 0.507 | 0
1 | N099 | 0.7945 | 0
2 | N099 | 0.7945 | 0
3 | N099 | 0.681 | 0
4 | N099 | 0.681 | 0
5 | N099 | 0.681 | 0
6 | N099 | 1.0215 | 0
7 | N099 | 1.4755 | 0
8 | N099 | 1.816 | 0
9 | N099 | 2.043 | 0
10 | N099 | 2.1565 | 0
11 | N099 | 2.1565 | 0
12 | N099 | 2.043 | 0
13 | N099 | 1.9295 | 0
14 | N099 | 1.9295 | 0
15 | N099 | 1.816 | 0
16 | N099 | 1.7025 | 0
17 | N099 | 1.589 | 0
18 | N099 | 1.2485 | 0
19 | N099 | 1.0215 | 0
20 | N099 | 0.7945 | 0
21 | N099 | 0.681 | 0
22 | N099 | 0.681 | 0
23 | N099 | 0.681 | 0
24 | N099 | 0.681 | 0
1 | N100 | 1.494 | 0
2 | N100 | 1.494 | 0
3 | N100 | 1.411 | 0
4 | N100 | 1.411 | 0
5 | N100 | 1.411 | 0
6 | N100 | 0.83 | 0
7 | N100 | 0.664 | 0
8 | N100 | 0.581 | 0
9 | N100 | 0.498 | 0
10 | N100 | 0.498 | 0
11 | N100 | 0.581 | 0
12 | N100 | 0.664 | 0
13 | N100 | 0.664 | 0
14 | N100 | 0.664 | 0
15 | N100 | 0.664 | 0
16 | N100 | 0.581 | 0
17 | N100 | 0.581 | 0
18 | N100 | 0.83 | 0
19 | N100 | 1.162 | 0
20 | N100 | 1.411 | 0
21 | N100 | 1.577 | 0
22 | N100 | 1.66 | 0
23 | N100 | 1.66 | 0
24 | N100 | 1.577 | 0
1 | N101 | 1.608 | 1.5663
2 | N101 | 1.608 | 2.1395
3 | N101 | 1.5075 | 2.1541
4 | N101 | 1.5075 | 2.1795
5 | N101 | 1.5075 | 1.8025
6 | N101 | 1.005 | 1.5585
7 | N101 | 0.9045 | 1.4951
8 | N101 | 0.804 | 1.152
9 | N101 | 0.804 | 0.79779
10 | N101 | 0.804 | 0.75859
11 | N101 | 0.9045 | 0.55453
12 | N101 | 0.9045 | 0.51358
13 | N101 | 1.005 | 0.64059
14 | N101 | 1.005 | 0.45898
15 | N101 | 1.005 | 0.64463
16 | N101 | 1.005 | 0.9898
17 | N101 | 1.206 | 1.1788
18 | N101 | 1.407 | 1.5847
19 | N101 | 1.608 | 1.6796
20 | N101 | 1.7085 | 1.8214
21 | N101 | 1.809 | 2.3352
22 | N101 | 1.809 | 2.2509
23 | N101 | 1.7085 | 2.4086
24 | N101 | 1.608 | 1.4946
1 | N102 | 0 | 0
2 | N102 | 0 | 0
3 | N102 | 0 | 0
4 | N102 | 0 | 0
5 | N102 | 0 | 0
6 | N102 | 0 | 0
7 | N102 | 0 | 0
8 | N102 | 0 | 0
9 | N102 | 0 | 0
10 | N102 | 0 | 0
11 | N102 | 0 | 0
12 | N102 | 0 | 0
13 | N102 | 0 | 0
14 | N102 | 0 | 0
15 | N102 | 0 | 0
16 | N102 | 0 | 0
17 | N102 | 0 | 0
18 | N102 | 0 | 0
19 | N102 | 0 | 0
20 | N102 | 0 | 0
21 | N102 | 0 | 0
22 | N102 | 0 | 0
23 | N102 | 0 | 0
24 | N102 | 0 | 0
1 | N103 | 0.344 | 0
2 | N103 | 0.344 | 0
3 | N103 | 0.301 | 0
4 | N103 | 0.301 | 0
5 | N103 | 0.301 | 0
6 | N103 | 0.43 | 0
7 | N103 | 0.602 | 0
8 | N103 | 0.731 | 0
9 | N103 | 0.817 | 0
10 | N103 | 0.86 | 0
11 | N103 | 0.86 | 0
12 | N103 | 0.817 | 0
13 | N103 | 0.774 | 0
14 | N103 | 0.774 | 0
15 | N103 | 0.731 | 0
16 | N103 | 0.688 | 0
17 | N103 | 0.645 | 0
18 | N103 | 0.516 | 0
19 | N103 | 0.43 | 0
20 | N103 | 0.344 | 0
21 | N103 | 0.301 | 0
22 | N103 | 0.258 | 0
23 | N103 | 0.258 | 0
24 | N103 | 0.258 | 0
1 | N104 | 0.952 | 0
2 | N104 | 0.952 | 0
3 | N104 | 0.816 | 0
4 | N104 | 0.816 | 0
5 | N104 | 0.816 | 0
6 | N104 | 1.224 | 0
7 | N104 | 1.768 | 0
8 | N104 | 2.176 | 0
9 | N104 | 2.448 | 0
10 | N104 | 2.584 | 0
11 | N104 | 2.584 | 0
12 | N104 | 2.448 | 0
13 | N104 | 2.312 | 0
14 | N104 | 2.312 | 0
15 | N104 | 2.176 | 0
16 | N104 | 2.04 | 0
17 | N104 | 1.904 | 0
18 | N104 | 1.496 | 0
19 | N104 | 1.224 | 0
20 | N104 | 0.952 | 0
21 | N104 | 0.816 | 0
22 | N104 | 0.816 | 0
23 | N104 | 0.816 | 0
24 | N104 | 0.816 | 0
1 | N105 | 1.728 | 0
2 | N105 | 1.728 | 0
3 | N105 | 1.632 | 0
4 | N105 | 1.632 | 0
5 | N105 | 1.632 | 0
6 | N105 | 0.96 | 0
7 | N105 | 0.768 | 0
8 | N105 | 0.672 | 0
9 | N105 | 0.576 | 0
10 | N105 | 0.576 | 0
11 | N105 | 0.672 | 0
12 | N105 | 0.768 | 0
13 | N105 | 0.768 | 0
14 | N105 | 0.768 | 0
15 | N105 | 0.768 | 0
16 | N105 | 0.672 | 0
17 | N105 | 0.672 | 0
18 | N105 | 0.96 | 0
19 | N105 | 1.344 | 0
20 | N105 | 1.632 | 0
21 | N105 | 1.824 | 0
22 | N105 | 1.92 | 0
23 | N105 | 1.92 | 0
24 | N105 | 1.824 | 0
1 | N106 | 1.872 | 0
2 | N106 | 1.872 | 0
3 | N106 | 1.755 | 0
4 | N106 | 1.755 | 0
5 | N106 | 1.755 | 0
6 | N106 | 1.17 | 0
7 | N106 | 1.053 | 0
8 | N106 | 0.936 | 0
9 | N106 | 0.936 | 0
10 | N106 | 0.936 | 0
11 | N106 | 1.053 | 0
12 | N106 | 1.053 | 0
13 | N106 | 1.17 | 0
14 | N106 | 1.17 | 0
15 | N106 | 1.17 | 0
16 | N106 | 1.17 | 0
17 | N106 | 1.404 | 0
18 | N106 | 1.638 | 0
19 | N106 | 1.872 | 0
20 | N106 | 1.989 | 0
21 | N106 | 2.106 | 0
22 | N106 | 2.106 | 0
23 | N106 | 1.989 | 0
24 | N106 | 1.872 | 0
1 | N107 | 0.896 | 0
2 | N107 | 0.896 | 0
3 | N107 | 0.784 | 0
4 | N107 | 0.784 | 0
5 | N107 | 0.784 | 0
6 | N107 | 1.12 | 0
7 | N107 | 1.568 | 0
8 | N107 | 1.904 | 0
9 | N107 | 2.128 | 0
10 | N107 | 2.24 | 0
11 | N107 | 2.24 | 0
12 | N107 | 2.128 | 0
13 | N107 | 2.016 | 0
14 | N107 | 2.016 | 0
15 | N107 | 1.904 | 0
16 | N107 | 1.792 | 0
17 | N107 | 1.68 | 0
18 | N107 | 1.344 | 0
19 | N107 | 1.12 | 0
20 | N107 | 0.896 | 0
21 | N107 | 0.784 | 0
22 | N107 | 0.672 | 0
23 | N107 | 0.672 | 0
24 | N107 | 0.672 | 0
1 | N108 | 0.56 | 0.82765
2 | N108 | 0.56 | 1.1346
3 | N108 | 0.48 | 1.1572
4 | N108 | 0.48 | 1.1701
5 | N108 | 0.48 | 0.9934
6 | N108 | 0.72 | 0.9451
7 | N108 | 1.04 | 1.2164
8 | N108 | 1.28 | 1.3454
9 | N108 | 1.44 | 1.4687
10 | N108 | 1.52 | 1.7523
11 | N108 | 1.52 | 1.8003
12 | N108 | 1.44 | 1.7794
13 | N108 | 1.36 | 1.8441
14 | N108 | 1.36 | 1.6757
15 | N108 | 1.28 | 1.6943
16 | N108 | 1.2 | 1.7182
17 | N108 | 1.12 | 1.5108
18 | N108 | 0.88 | 1.4139
19 | N108 | 0.72 | 1.1586
20 | N108 | 0.56 | 0.98786
21 | N108 | 0.48 | 1.2342
22 | N108 | 0.48 | 1.1761
23 | N108 | 0.48 | 1.2564
24 | N108 | 0.48 | 0.77595
1 | N109 | 0 | 0
2 | N109 | 0 | 0
3 | N109 | 0 | 0
4 | N109 | 0 | 0
5 | N109 | 0 | 0
6 | N109 | 0 | 0
7 | N109 | 0 | 0
8 | N109 | 0 | 0
9 | N109 | 0 | 0
10 | N109 | 0 | 0
11 | N109 | 0 | 0
12 | N109 | 0 | 0
13 | N109 | 0 | 0
14 | N109 | 0 | 0
15 | N109 | 0 | 0
16 | N109 | 0 | 0
17 | N109 | 0 | 0
18 | N109 | 0 | 0
19 | N109 | 0 | 0
20 | N109 | 0 | 0
21 | N109 | 0 | 0
22 | N109 | 0 | 0
23 | N109 | 0 | 0
24 | N109 | 0 | 0
1 | N110 | 0.639 | 0
2 | N110 | 0.639 | 0
3 | N110 | 0.6035 | 0
4 | N110 | 0.6035 | 0
5 | N110 | 0.6035 | 0
6 | N110 | 0.355 | 0
7 | N110 | 0.284 | 0
8 | N110 | 0.2485 | 0
9 | N110 | 0.213 | 0
10 | N110 | 0.213 | 0
11 | N110 | 0.2485 | 0
12 | N110 | 0.284 | 0
13 | N110 | 0.284 | 0
14 | N110 | 0.284 | 0
15 | N110 | 0.284 | 0
16 | N110 | 0.2485 | 0
17 | N110 | 0.2485 | 0
18 | N110 | 0.355 | 0
19 | N110 | 0.497 | 0
20 | N110 | 0.6035 | 0
21 | N110 | 0.6745 | 0
22 | N110 | 0.71 | 0
23 | N110 | 0.71 | 0
24 | N110 | 0.6745 | 0
1 | N111 | 1.704 | 0
2 | N111 | 1.704 | 0
3 | N111 | 1.5975 | 0
4 | N111 | 1.5975 | 0
5 | N111 | 1.5975 | 0
6 | N111 | 1.065 | 0
7 | N111 | 0.9585 | 0
8 | N111 | 0.852 | 0
9 | N111 | 0.852 | 0
10 | N111 | 0.852 | 0
11 | N111 | 0.9585 | 0
12 | N111 | 0.9585 | 0
13 | N111 | 1.065 | 0
14 | N111 | 1.065 | 0
15 | N111 | 1.065 | 0
16 | N111 | 1.065 | 0
17 | N111 | 1.278 | 0
18 | N111 | 1.491 | 0
19 | N111 | 1.704 | 0
20 | N111 | 1.8105 | 0
21 | N111 | 1.917 | 0
22 | N111 | 1.917 | 0
23 | N111 | 1.8105 | 0
24 | N111 | 1.704 | 0
1 | N112 | 0.54 | 0.66762
2 | N112 | 0.54 | 0.91193
3 | N112 | 0.4725 | 0.91814
4 | N112 | 0.4725 | 0.92899
5 | N112 | 0.4725 | 0.76828
6 | N112 | 0.675 | 0.66428
7 | N112 | 0.945 | 0.63724
8 | N112 | 1.1475 | 0.49103
9 | N112 | 1.2825 | 0.34004
10 | N112 | 1.35 | 0.32333
11 | N112 | 1.35 | 0.23636
12 | N112 | 1.2825 | 0.2189
13 | N112 | 1.215 | 0.27304
14 | N112 | 1.215 | 0.19563
15 | N112 | 1.1475 | 0.27476
16 | N112 | 1.08 | 0.42188
17 | N112 | 1.0125 | 0.50245
18 | N112 | 0.81 | 0.67546
19 | N112 | 0.675 | 0.7159
20 | N112 | 0.54 | 0.77635
21 | N112 | 0.4725 | 0.99533
22 | N112 | 0.405 | 0.95938
23 | N112 | 0.405 | 1.0266
24 | N112 | 0.405 | 0.63704
1 | N113 | 0.2275 | 0
2 | N113 | 0.2275 | 0
3 | N113 | 0.195 | 0
4 | N113 | 0.195 | 0
5 | N113 | 0.195 | 0
6 | N113 | 0.2925 | 0
7 | N113 | 0.4225 | 0
8 | N113 | 0.52 | 0
9 | N113 | 0.585 | 0
10 | N113 | 0.6175 | 0
11 | N113 | 0.6175 | 0
12 | N113 | 0.585 | 0
13 | N113 | 0.5525 | 0
14 | N113 | 0.5525 | 0
15 | N113 | 0.52 | 0
16 | N113 | 0.4875 | 0
17 | N113 | 0.455 | 0
18 | N113 | 0.3575 | 0
19 | N113 | 0.2925 | 0
20 | N113 | 0.2275 | 0
21 | N113 | 0.195 | 0
22 | N113 | 0.195 | 0
23 | N113 | 0.195 | 0
24 | N113 | 0.195 | 0
1 | N114 | 1.782 | 0
2 | N114 | 1.782 | 0
3 | N114 | 1.683 | 0
4 | N114 | 1.683 | 0
5 | N114 | 1.683 | 0
6 | N114 | 0.99 | 0
7 | N114 | 0.792 | 0
8 | N114 | 0.693 | 0
9 | N114 | 0.594 | 0
10 | N114 | 0.594 | 0
11 | N114 | 0.693 | 0
12 | N114 | 0.792 | 0
13 | N114 | 0.792 | 0
14 | N114 | 0.792 | 0
15 | N114 | 0.792 | 0
16 | N114 | 0.693 | 0
17 | N114 | 0.693 | 0
18 | N114 | 0.99 | 0
19 | N114 | 1.386 | 0
20 | N114 | 1.683 | 0
21 | N114 | 1.881 | 0
22 | N114 | 1.98 | 0
23 | N114 | 1.98 | 0
24 | N114 | 1.881 | 0
1 | N115 | 0.448 | 0
2 | N115 | 0.448 | 0
3 | N115 | 0.42 | 0
4 | N115 | 0.42 | 0
5 | N115 | 0.42 | 0
6 | N115 | 0.28 | 0
7 | N115 | 0.252 | 0
8 | N115 | 0.224 | 0
9 | N115 | 0.224 | 0
10 | N115 | 0.224 | 0
11 | N115 | 0.252 | 0
12 | N115 | 0.252 | 0
13 | N115 | 0.28 | 0
14 | N115 | 0.28 | 0
15 | N115 | 0.28 | 0
16 | N115 | 0.28 | 0
17 | N115 | 0.336 | 0
18 | N115 | 0.392 | 0
19 | N115 | 0.448 | 0
20 | N115 | 0.476 | 0
21 | N115 | 0.504 | 0
22 | N115 | 0.504 | 0
23 | N115 | 0.476 | 0
24 | N115 | 0.448 | 0
1 | N116 | 0.62 | 0
2 | N116 | 0.62 | 0
3 | N116 | 0.5425 | 0
4 | N116 | 0.5425 | 0
5 | N116 | 0.5425 | 0
6 | N116 | 0.775 | 0
7 | N116 | 1.085 | 0
8 | N116 | 1.3175 | 0
9 | N116 | 1.4725 | 0
10 | N116 | 1.55 | 0
11 | N116 | 1.55 | 0
12 | N116 | 1.4725 | 0
13 | N116 | 1.395 | 0
14 | N116 | 1.395 | 0
15 | N116 | 1.3175 | 0
16 | N116 | 1.24 | 0
17 | N116 | 1.1625 | 0
18 | N116 | 0.93 | 0
19 | N116 | 0.775 | 0
20 | N116 | 0.62 | 0
21 | N116 | 0.5425 | 0
22 | N116 | 0.465 | 0
23 | N116 | 0.465 | 0
24 | N116 | 0.465 | 0
1 | N117 | 0.4375 | 0.041
2 | N117 | 0.4375 | 0.0615
3 | N117 | 0.375 | 0.082
4 | N117 | 0.375 | 0.082
5 | N117 | 0.375 | 0.1025
6 | N117 | 0.5625 | 0.205
7 | N117 | 0.8125 | 0.615
8 | N117 | 1 | 1.025
9 | N117 | 1.125 | 1.435
10 | N117 | 1.1875 | 1.845
11 | N117 | 1.1875 | 2.05
12 | N117 | 1.125 | 2.05
13 | N117 | 1.0625 | 2.05
14 | N117 | 1.0625 | 1.9475
15 | N117 | 1 | 1.845
16 | N117 | 0.9375 | 1.64
17 | N117 | 0.875 | 1.23
18 | N117 | 0.6875 | 0.82
19 | N117 | 0.5625 | 0.41
20 | N117 | 0.4375 | 0.082
21 | N117 | 0.375 | 0.0615
22 | N117 | 0.375 | 0.041
23 | N117 | 0.375 | 0.041
24 | N117 | 0.375 | 0.0205
1 | N118 | 0 | 0
2 | N118 | 0 | 0
3 | N118 | 0 | 0
4 | N118 | 0 | 0
5 | N118 | 0 | 0
6 | N118 | 0 | 0
7 | N118 | 0 | 0
8 | N118 | 0 | 0
9 | N118 | 0 | 0
10 | N118 | 0 | 0
11 | N118 | 0 | 0
12 | N118 | 0 | 0
13 | N118 | 0 | 0
14 | N118 | 0 | 0
15 | N118 | 0 | 0
16 | N118 | 0 | 0
17 | N118 | 0 | 0
18 | N118 | 0 | 0
19 | N118 | 0 | 0
20 | N118 | 0 | 0
21 | N118 | 0 | 0
22 | N118 | 0 | 0
23 | N118 | 0 | 0
24 | N118 | 0 | 0
1 | N119 | 1.008 | 0
2 | N119 | 1.008 | 0
3 | N119 | 0.945 | 0
4 | N119 | 0.945 | 0
5 | N119 | 0.945 | 0
6 | N119 | 0.63 | 0
7 | N119 | 0.567 | 0
8 | N119 | 0.504 | 0
9 | N119 | 0.504 | 0
10 | N119 | 0.504 | 0
11 | N119 | 0.567 | 0
12 | N119 | 0.567 | 0
13 | N119 | 0.63 | 0
14 | N119 | 0.63 | 0
15 | N119 | 0.63 | 0
16 | N119 | 0.63 | 0
17 | N119 | 0.756 | 0
18 | N119 | 0.882 | 0
19 | N119 | 1.008 | 0
20 | N119 | 1.071 | 0
21 | N119 | 1.134 | 0
22 | N119 | 1.134 | 0
23 | N119 | 1.071 | 0
24 | N119 | 1.008 | 0
1 | N120 | 1.096 | 0
2 | N120 | 1.096 | 0
3 | N120 | 0.959 | 0
4 | N120 | 0.959 | 0
5 | N120 | 0.959 | 0
6 | N120 | 1.37 | 0
7 | N120 | 1.918 | 0
8 | N120 | 2.329 | 0
9 | N120 | 2.603 | 0
10 | N120 | 2.74 | 0
11 | N120 | 2.74 | 0
12 | N120 | 2.603 | 0
13 | N120 | 2.466 | 0
14 | N120 | 2.466 | 0
15 | N120 | 2.329 | 0
16 | N120 | 2.192 | 0
17 | N120 | 2.055 | 0
18 | N120 | 1.644 | 0
19 | N120 | 1.37 | 0
20 | N120 | 1.096 | 0
21 | N120 | 0.959 | 0
22 | N120 | 0.822 | 0
23 | N120 | 0.822 | 0
24 | N120 | 0.822 | 0
1 | N121 | 0.2625 | 0
2 | N121 | 0.2625 | 0
3 | N121 | 0.225 | 0
4 | N121 | 0.225 | 0
5 | N121 | 0.225 | 0
6 | N121 | 0.3375 | 0
7 | N121 | 0.4875 | 0
8 | N121 | 0.6 | 0
9 | N121 | 0.675 | 0
10 | N121 | 0.7125 | 0
11 | N121 | 0.7125 | 0
12 | N121 | 0.675 | 0
13 | N121 | 0.6375 | 0
14 | N121 | 0.6375 | 0
15 | N121 | 0.6 | 0
16 | N121 | 0.5625 | 0
17 | N121 | 0.525 | 0
18 | N121 | 0.4125 | 0
19 | N121 | 0.3375 | 0
20 | N121 | 0.2625 | 0
21 | N121 | 0.225 | 0
22 | N121 | 0.225 | 0
23 | N121 | 0.225 | 0
24 | N121 | 0.225 | 0
1 | N122 | 2.007 | 0
2 | N122 | 2.007 | 0
3 | N122 | 1.8955 | 0
4 | N122 | 1.8955 | 0
5 | N122 | 1.8955 | 0
6 | N122 | 1.115 | 0
7 | N122 | 0.892 | 0
8 | N122 | 0.7805 | 0
9 | N122 | 0.669 | 0
10 | N122 | 0.669 | 0
11 | N122 | 0.7805 | 0
12 | N122 | 0.892 | 0
13 | N122 | 0.892 | 0
14 | N122 | 0.892 | 0
15 | N122 | 0.892 | 0
16 | N122 | 0.7805 | 0
17 | N122 | 0.7805 | 0
18 | N122 | 1.115 | 0
19 | N122 | 1.561 | 0
20 | N122 | 1.8955 | 0
21 | N122 | 2.1185 | 0
22 | N122 | 2.23 | 0
23 | N122 | 2.23 | 0
24 | N122 | 2.1185 | 0
1 | N123 | 1.76 | 0
2 | N123 | 1.76 | 0
3 | N123 | 1.65 | 0
4 | N123 | 1.65 | 0
5 | N123 | 1.65 | 0
6 | N123 | 1.1 | 0
7 | N123 | 0.99 | 0
8 | N123 | 0.88 | 0
9 | N123 | 0.88 | 0
10 | N123 | 0.88 | 0
11 | N123 | 0.99 | 0
12 | N123 | 0.99 | 0
13 | N123 | 1.1 | 0
14 | N123 | 1.1 | 0
15 | N123 | 1.1 | 0
16 | N123 | 1.1 | 0
17 | N123 | 1.32 | 0
18 | N123 | 1.54 | 0
19 | N123 | 1.76 | 0
20 | N123 | 1.87 | 0
21 | N123 | 1.98 | 0
22 | N123 | 1.98 | 0
23 | N123 | 1.87 | 0
24 | N123 | 1.76 | 0
1 | N124 | 0.556 | 0.64173
2 | N124 | 0.556 | 0.87972
3 | N124 | 0.4865 | 0.89724
4 | N124 | 0.4865 | 0.90729
5 | N124 | 0.4865 | 0.77025
6 | N124 | 0.695 | 0.7328
7 | N124 | 0.973 | 0.94316
8 | N124 | 1.1815 | 1.0432
9 | N124 | 1.3205 | 1.1388
10 | N124 | 1.39 | 1.3587
11 | N124 | 1.39 | 1.3959
12 | N124 | 1.3205 | 1.3797
13 | N124 | 1.251 | 1.4298
14 | N124 | 1.251 | 1.2993
15 | N124 | 1.1815 | 1.3137
16 | N124 | 1.112 | 1.3322
17 | N124 | 1.0425 | 1.1715
18 | N124 | 0.834 | 1.0963
19 | N124 | 0.695 | 0.8983
20 | N124 | 0.556 | 0.76595
21 | N124 | 0.4865 | 0.95695
22 | N124 | 0.417 | 0.91189
23 | N124 | 0.417 | 0.97416
24 | N124 | 0.417 | 0.60164
1 | N125 | 0 | 0
2 | N125 | 0 | 0
3 | N125 | 0 | 0
4 | N125 | 0 | 0
5 | N125 | 0 | 0
6 | N125 | 0 | 0
7 | N125 | 0 | 0
8 | N125 | 0 | 0
9 | N125 | 0 | 0
10 | N125 | 0 | 0
11 | N125 | 0 | 0
12 | N125 | 0 | 0
13 | N125 | 0 | 0
14 | N125 | 0 | 0
15 | N125 | 0 | 0
16 | N125 | 0 | 0
17 | N125 | 0 | 0
18 | N125 | 0 | 0
19 | N125 | 0 | 0
20 | N125 | 0 | 0
21 | N125 | 0 | 0
22 | N125 | 0 | 0
23 | N125 | 0 | 0
24 | N125 | 0 | 0
1 | N126 | 0.3 | 0
2 | N126 | 0.3 | 0
3 | N126 | 0.2625 | 0
4 | N126 | 0.2625 | 0
5 | N126 | 0.2625 | 0
6 | N126 | 0.375 | 0
7 | N126 | 0.525 | 0
8 | N126 | 0.6375 | 0
9 | N126 | 0.7125 | 0
10 | N126 | 0.75 | 0
11 | N126 | 0.75 | 0
12 | N126 | 0.7125 | 0
13 | N126 | 0.675 | 0
14 | N126 | 0.675 | 0
15 | N126 | 0.6375 | 0
16 | N126 | 0.6 | 0
17 | N126 | 0.5625 | 0
18 | N126 | 0.45 | 0
19 | N126 | 0.375 | 0
20 | N126 | 0.3 | 0
21 | N126 | 0.2625 | 0
22 | N126 | 0.225 | 0
23 | N126 | 0.225 | 0
24 | N126 | 0.225 | 0
1 | N127 | 0.6545 | 0
2 | N127 | 0.6545 | 0
3 | N127 | 0.561 | 0
4 | N127 | 0.561 | 0
5 | N127 | 0.561 | 0
6 | N127 | 0.8415 | 0
7 | N127 | 1.2155 | 0
8 | N127 | 1.496 | 0
9 | N127 | 1.683 | 0
10 | N127 | 1.7765 | 0
11 | N127 | 1.7765 | 0
12 | N127 | 1.683 | 0
13 | N127 | 1.5895 | 0
14 | N127 | 1.5895 | 0
15 | N127 | 1.496 | 0
16 | N127 | 1.4025 | 0
17 | N127 | 1.309 | 0
18 | N127 | 1.0285 | 0
19 | N127 | 0.8415 | 0
20 | N127 | 0.6545 | 0
21 | N127 | 0.561 | 0
22 | N127 | 0.561 | 0
23 | N127 | 0.561 | 0
24 | N127 | 0.561 | 0
1 | N128 | 2.448 | 0.0558
2 | N128 | 2.448 | 0.0837
3 | N128 | 2.312 | 0.1116
4 | N128 | 2.312 | 0.1116
5 | N128 | 2.312 | 0.1395
6 | N128 | 1.36 | 0.279
7 | N128 | 1.088 | 0.837
8 | N128 | 0.952 | 1.395
9 | N128 | 0.816 | 1.953
10 | N128 | 0.816 | 2.511
11 | N128 | 0.952 | 2.79
12 | N128 | 1.088 | 2.79
13 | N128 | 1.088 | 2.79
14 | N128 | 1.088 | 2.6505
15 | N128 | 1.088 | 2.511
16 | N128 | 0.952 | 2.232
17 | N128 | 0.952 | 1.674
18 | N128 | 1.36 | 1.116
19 | N128 | 1.904 | 0.558
20 | N128 | 2.312 | 0.1116
21 | N128 | 2.584 | 0.0837
22 | N128 | 2.72 | 0.0558
23 | N128 | 2.72 | 0.0558
24 | N128 | 2.584 | 0.0279
1 | N129 | 1.696 | 0
2 | N129 | 1.696 | 0
3 | N129 | 1.59 | 0
4 | N129 | 1.59 | 0
5 | N129 | 1.59 | 0
6 | N129 | 1.06 | 0
7 | N129 | 0.954 | 0
8 | N129 | 0.848 | 0
9 | N129 | 0.848 | 0
10 | N129 | 0.848 | 0
11 | N129 | 0.954 | 0
12 | N129 | 0.954 | 0
13 | N129 | 1.06 | 0
14 | N129 | 1.06 | 0
15 | N129 | 1.06 | 0
16 | N129 | 1.06 | 0
17 | N129 | 1.272 | 0
18 | N129 | 1.484 | 0
19 | N129 | 1.696 | 0
20 | N129 | 1.802 | 0
21 | N129 | 1.908 | 0
22 | N129 | 1.908 | 0
23 | N129 | 1.802 | 0
24 | N129 | 1.696 | 0
1 | N130 | 1.184 | 0
2 | N130 | 1.184 | 0
3 | N130 | 1.036 | 0
4 | N130 | 1.036 | 0
5 | N130 | 1.036 | 0
6 | N130 | 1.48 | 0
7 | N130 | 2.072 | 0
8 | N130 | 2.516 | 0
9 | N130 | 2.812 | 0
10 | N130 | 2.96 | 0
11 | N130 | 2.96 | 0
12 | N130 | 2.812 | 0
13 | N130 | 2.664 | 0
14 | N130 | 2.664 | 0
15 | N130 | 2.516 | 0
16 | N130 | 2.368 | 0
17 | N130 | 2.22 | 0
18 | N130 | 1.776 | 0
19 | N130 | 1.48 | 0
20 | N130 | 1.184 | 0
21 | N130 | 1.036 | 0
22 | N130 | 0.888 | 0
23 | N130 | 0.888 | 0
24 | N130 | 0.888 | 0
1 | N131 | 0.287 | 0
2 | N131 | 0.287 | 0
3 | N131 | 0.246 | 0
4 | N131 | 0.246 | 0
5 | N131 | 0.246 | 0
6 | N131 | 0.369 | 0
7 | N131 | 0.533 | 0
8 | N131 | 0.656 | 0
9 | N131 | 0.738 | 0
10 | N131 | 0.779 | 0
11 | N131 | 0.779 | 0
12 | N131 | 0.738 | 0
13 | N131 | 0.697 | 0
14 | N131 | 0.697 | 0
15 | N131 | 0.656 | 0
16 | N131 | 0.615 | 0
17 | N131 | 0.574 | 0
18 | N131 | 0.451 | 0
19 | N131 | 0.369 | 0
20 | N131 | 0.287 | 0
21 | N131 | 0.246 | 0
22 | N131 | 0.246 | 0
23 | N131 | 0.246 | 0
24 | N131 | 0.246 | 0
1 | N132 | 0.639 | 0.87946
2 | N132 | 0.639 | 1.2013
3 | N132 | 0.6035 | 1.2095
4 | N132 | 0.6035 | 1.2238
5 | N132 | 0.6035 | 1.0121
6 | N132 | 0.355 | 0.87506
7 | N132 | 0.284 | 0.83944
8 | N132 | 0.2485 | 0.64684
9 | N132 | 0.213 | 0.44794
10 | N132 | 0.213 | 0.42593
11 | N132 | 0.2485 | 0.31135
12 | N132 | 0.284 | 0.28836
13 | N132 | 0.284 | 0.35967
14 | N132 | 0.284 | 0.25771
15 | N132 | 0.284 | 0.36194
16 | N132 | 0.2485 | 0.55575
17 | N132 | 0.2485 | 0.66189
18 | N132 | 0.355 | 0.88979
19 | N132 | 0.497 | 0.94307
20 | N132 | 0.6035 | 1.0227
21 | N132 | 0.6745 | 1.3112
22 | N132 | 0.71 | 1.2638
23 | N132 | 0.71 | 1.3524
24 | N132 | 0.6745 | 0.83917
1 | N133 | 0 | 0
2 | N133 | 0 | 0
3 | N133 | 0 | 0
4 | N133 | 0 | 0
5 | N133 | 0 | 0
6 | N133 | 0 | 0
7 | N133 | 0 | 0
8 | N133 | 0 | 0
9 | N133 | 0 | 0
10 | N133 | 0 | 0
11 | N133 | 0 | 0
12 | N133 | 0 | 0
13 | N133 | 0 | 0
14 | N133 | 0 | 0
15 | N133 | 0 | 0
16 | N133 | 0 | 0
17 | N133 | 0 | 0
18 | N133 | 0 | 0
19 | N133 | 0 | 0
20 | N133 | 0 | 0
21 | N133 | 0 | 0
22 | N133 | 0 | 0
23 | N133 | 0 | 0
24 | N133 | 0 | 0
1 | N134 | 0.378 | 0
2 | N134 | 0.378 | 0
3 | N134 | 0.324 | 0
4 | N134 | 0.324 | 0
5 | N134 | 0.324 | 0
6 | N134 | 0.486 | 0
7 | N134 | 0.702 | 0
8 | N134 | 0.864 | 0
9 | N134 | 0.972 | 0
10 | N134 | 1.026 | 0
11 | N134 | 1.026 | 0
12 | N134 | 0.972 | 0
13 | N134 | 0.918 | 0
14 | N134 | 0.918 | 0
15 | N134 | 0.864 | 0
16 | N134 | 0.81 | 0
17 | N134 | 0.756 | 0
18 | N134 | 0.594 | 0
19 | N134 | 0.486 | 0
20 | N134 | 0.378 | 0
21 | N134 | 0.324 | 0
22 | N134 | 0.324 | 0
23 | N134 | 0.324 | 0
24 | N134 | 0.324 | 0
1 | N135 | 1.575 | 0
2 | N135 | 1.575 | 0
3 | N135 | 1.4875 | 0
4 | N135 | 1.4875 | 0
5 | N135 | 1.4875 | 0
6 | N135 | 0.875 | 0
7 | N135 | 0.7 | 0
8 | N135 | 0.6125 | 0
9 | N135 | 0.525 | 0
10 | N135 | 0.525 | 0
11 | N135 | 0.6125 | 0
12 | N135 | 0.7 | 0
13 | N135 | 0.7 | 0
14 | N135 | 0.7 | 0
15 | N135 | 0.7 | 0
16 | N135 | 0.6125 | 0
17 | N135 | 0.6125 | 0
18 | N135 | 0.875 | 0
19 | N135 | 1.225 | 0
20 | N135 | 1.4875 | 0
21 | N135 | 1.6625 | 0
22 | N135 | 1.75 | 0
23 | N135 | 1.75 | 0
24 | N135 | 1.6625 | 0
1 | N136 | 0.48 | 0
2 | N136 | 0.48 | 0
3 | N136 | 0.45 | 0
4 | N136 | 0.45 | 0
5 | N136 | 0.45 | 0
6 | N136 | 0.3 | 0
7 | N136 | 0.27 | 0
8 | N136 | 0.24 | 0
9 | N136 | 0.24 | 0
10 | N136 | 0.24 | 0
11 | N136 | 0.27 | 0
12 | N136 | 0.27 | 0
13 | N136 | 0.3 | 0
14 | N136 | 0.3 | 0
15 | N136 | 0.3 | 0
16 | N136 | 0.3 | 0
17 | N136 | 0.36 | 0
18 | N136 | 0.42 | 0
19 | N136 | 0.48 | 0
20 | N136 | 0.51 | 0
21 | N136 | 0.54 | 0
22 | N136 | 0.54 | 0
23 | N136 | 0.51 | 0
24 | N136 | 0.48 | 0
1 | N137 | 0.452 | 0
2 | N137 | 0.452 | 0
3 | N137 | 0.3955 | 0
4 | N137 | 0.3955 | 0
5 | N137 | 0.3955 | 0
6 | N137 | 0.565 | 0
7 | N137 | 0.791 | 0
8 | N137 | 0.9605 | 0
9 | N137 | 1.0735 | 0
10 | N137 | 1.13 | 0
11 | N137 | 1.13 | 0
12 | N137 | 1.0735 | 0
13 | N137 | 1.017 | 0
14 | N137 | 1.017 | 0
15 | N137 | 0.9605 | 0
16 | N137 | 0.904 | 0
17 | N137 | 0.8475 | 0
18 | N137 | 0.678 | 0
19 | N137 | 0.565 | 0
20 | N137 | 0.452 | 0
21 | N137 | 0.3955 | 0
22 | N137 | 0.339 | 0
23 | N137 | 0.339 | 0
24 | N137 | 0.339 | 0
1 | N138 | 0.8575 | 0.0388
2 | N138 | 0.8575 | 0.0582
3 | N138 | 0.735 | 0.0776
4 | N138 | 0.735 | 0.0776
5 | N138 | 0.735 | 0.097
6 | N138 | 1.1025 | 0.194
7 | N138 | 1.5925 | 0.582
8 | N138 | 1.96 | 0.97
9 | N138 | 2.205 | 1.358
10 | N138 | 2.3275 | 1.746
11 | N138 | 2.3275 | 1.94
12 | N138 | 2.205 | 1.94
13 | N138 | 2.0825 | 1.94
14 | N138 | 2.0825 | 1.843
15 | N138 | 1.96 | 1.746
16 | N138 | 1.8375 | 1.552
17 | N138 | 1.715 | 1.164
18 | N138 | 1.3475 | 0.776
19 | N138 | 1.1025 | 0.388
20 | N138 | 0.8575 | 0.0776
21 | N138 | 0.735 | 0.0582
22 | N138 | 0.735 | 0.0388
23 | N138 | 0.735 | 0.0388
24 | N138 | 0.735 | 0.0194
1 | N139 | 0 | 0
2 | N139 | 0 | 0
3 | N139 | 0 | 0
4 | N139 | 0 | 0
5 | N139 | 0 | 0
6 | N139 | 0 | 0
7 | N139 | 0 | 0
8 | N139 | 0 | 0
9 | N139 | 0 | 0
10 | N139 | 0 | 0
11 | N139 | 0 | 0
12 | N139 | 0 | 0
13 | N139 | 0 | 0
14 | N139 | 0 | 0
15 | N139 | 0 | 0
16 | N139 | 0 | 0
17 | N139 | 0 | 0
18 | N139 | 0 | 0
19 | N139 | 0 | 0
20 | N139 | 0 | 0
21 | N139 | 0 | 0
22 | N139 | 0 | 0
23 | N139 | 0 | 0
24 | N139 | 0 | 0
1 | N140 | 1.845 | 0
2 | N140 | 1.845 | 0
3 | N140 | 1.7425 | 0
4 | N140 | 1.7425 | 0
5 | N140 | 1.7425 | 0
6 | N140 | 1.025 | 0
7 | N140 | 0.82 | 0
8 | N140 | 0.7175 | 0
9 | N140 | 0.615 | 0
10 | N140 | 0.615 | 0
11 | N140 | 0.7175 | 0
12 | N140 | 0.82 | 0
13 | N140 | 0.82 | 0
14 | N140 | 0.82 | 0
15 | N140 | 0.82 | 0
16 | N140 | 0.7175 | 0
17 | N140 | 0.7175 | 0
18 | N140 | 1.025 | 0
19 | N140 | 1.435 | 0
20 | N140 | 1.7425 | 0
21 | N140 | 1.9475 | 0
22 | N140 | 2.05 | 0
23 | N140 | 2.05 | 0
24 | N140 | 1.9475 | 0
1 | N141 | 2.304 | 0
2 | N141 | 2.304 | 0
3 | N141 | 2.16 | 0
4 | N141 | 2.16 | 0
5 | N141 | 2.16 | 0
6 | N141 | 1.44 | 0
7 | N141 | 1.296 | 0
8 | N141 | 1.152 | 0
9 | N141 | 1.152 | 0
10 | N141 | 1.152 | 0
11 | N141 | 1.296 | 0
12 | N141 | 1.296 | 0
13 | N141 | 1.44 | 0
14 | N141 | 1.44 | 0
15 | N141 | 1.44 | 0
16 | N141 | 1.44 | 0
17 | N141 | 1.728 | 0
18 | N141 | 2.016 | 0
19 | N141 | 2.304 | 0
20 | N141 | 2.448 | 0
21 | N141 | 2.592 | 0
22 | N141 | 2.592 | 0
23 | N141 | 2.448 | 0
24 | N141 | 2.304 | 0
1 | N142 | 1.212 | 0.74369
2 | N142 | 1.212 | 1.0195
3 | N142 | 1.0605 | 1.0398
4 | N142 | 1.0605 | 1.0514
5 | N142 | 1.0605 | 0.89262
6 | N142 | 1.515 | 0.84922
7 | N142 | 2.121 | 1.093
8 | N142 | 2.5755 | 1.2089
9 | N142 | 2.8785 | 1.3197
10 | N142 | 3.03 | 1.5746
11 | N142 | 3.03 | 1.6176
12 | N142 | 2.8785 | 1.5989
13 | N142 | 2.727 | 1.657
14 | N142 | 2.727 | 1.5057
15 | N142 | 2.5755 | 1.5224
16 | N142 | 2.424 | 1.5439
17 | N142 | 2.2725 | 1.3576
18 | N142 | 1.818 | 1.2704
19 | N142 | 1.515 | 1.041
20 | N142 | 1.212 | 0.88764
21 | N142 | 1.0605 | 1.109
22 | N142 | 0.909 | 1.0568
23 | N142 | 0.909 | 1.1289
24 | N142 | 0.909 | 0.69723
1 | N143 | 0.378 | 0
2 | N143 | 0.378 | 0
3 | N143 | 0.324 | 0
4 | N143 | 0.324 | 0
5 | N143 | 0.324 | 0
6 | N143 | 0.486 | 0
7 | N143 | 0.702 | 0
8 | N143 | 0.864 | 0
9 | N143 | 0.972 | 0
10 | N143 | 1.026 | 0
11 | N143 | 1.026 | 0
12 | N143 | 0.972 | 0
13 | N143 | 0.918 | 0
14 | N143 | 0.918 | 0
15 | N143 | 0.864 | 0
16 | N143 | 0.81 | 0
17 | N143 | 0.756 | 0
18 | N143 | 0.594 | 0
19 | N143 | 0.486 | 0
20 | N143 | 0.378 | 0
21 | N143 | 0.324 | 0
22 | N143 | 0.324 | 0
23 | N143 | 0.324 | 0
24 | N143 | 0.324 | 0
1 | N144 | 2.412 | 0
2 | N144 | 2.412 | 0
3 | N144 | 2.278 | 0
4 | N144 | 2.278 | 0
5 | N144 | 2.278 | 0
6 | N144 | 1.34 | 0
7 | N144 | 1.072 | 0
8 | N144 | 0.938 | 0
9 | N144 | 0.804 | 0
10 | N144 | 0.804 | 0
11 | N144 | 0.938 | 0
12 | N144 | 1.072 | 0
13 | N144 | 1.072 | 0
14 | N144 | 1.072 | 0
15 | N144 | 1.072 | 0
16 | N144 | 0.938 | 0
17 | N144 | 0.938 | 0
18 | N144 | 1.34 | 0
19 | N144 | 1.876 | 0
20 | N144 | 2.278 | 0
21 | N144 | 2.546 | 0
22 | N144 | 2.68 | 0
23 | N144 | 2.68 | 0
24 | N144 | 2.546 | 0
1 | N145 | 0.672 | 0
2 | N145 | 0.672 | 0
3 | N145 | 0.63 | 0
4 | N145 | 0.63 | 0
5 | N145 | 0.63 | 0
6 | N145 | 0.42 | 0
7 | N145 | 0.378 | 0
8 | N145 | 0.336 | 0
9 | N145 | 0.336 | 0
10 | N145 | 0.336 | 0
11 | N145 | 0.378 | 0
12 | N145 | 0.378 | 0
13 | N145 | 0.42 | 0
14 | N145 | 0.42 | 0
15 | N145 | 0.42 | 0
16 | N145 | 0.42 | 0
17 | N145 | 0.504 | 0
18 | N145 | 0.588 | 0
19 | N145 | 0.672 | 0
20 | N145 | 0.714 | 0
21 | N145 | 0.756 | 0
22 | N145 | 0.756 | 0
23 | N145 | 0.714 | 0
24 | N145 | 0.672 | 0
1 | N146 | 0.74 | 0
2 | N146 | 0.74 | 0
3 | N146 | 0.6475 | 0
4 | N146 | 0.6475 | 0
5 | N146 | 0.6475 | 0
6 | N146 | 0.925 | 0
7 | N146 | 1.295 | 0
8 | N146 | 1.5725 | 0
9 | N146 | 1.7575 | 0
10 | N146 | 1.85 | 0
11 | N146 | 1.85 | 0
12 | N146 | 1.7575 | 0
13 | N146 | 1.665 | 0
14 | N146 | 1.665 | 0
15 | N146 | 1.5725 | 0
16 | N146 | 1.48 | 0
17 | N146 | 1.3875 | 0
18 | N146 | 1.11 | 0
19 | N146 | 0.925 | 0
20 | N146 | 0.74 | 0
21 | N146 | 0.6475 | 0
22 | N146 | 0.555 | 0
23 | N146 | 0.555 | 0
24 | N146 | 0.555 | 0
1 | N147 | 0.1995 | 0
2 | N147 | 0.1995 | 0
3 | N147 | 0.171 | 0
4 | N147 | 0.171 | 0
5 | N147 | 0.171 | 0
6 | N147 | 0.2565 | 0
7 | N147 | 0.3705 | 0
8 | N147 | 0.456 | 0
9 | N147 | 0.513 | 0
10 | N147 | 0.5415 | 0
11 | N147 | 0.5415 | 0
12 | N147 | 0.513 | 0
13 | N147 | 0.4845 | 0
14 | N147 | 0.4845 | 0
15 | N147 | 0.456 | 0
16 | N147 | 0.4275 | 0
17 | N147 | 0.399 | 0
18 | N147 | 0.3135 | 0
19 | N147 | 0.2565 | 0
20 | N147 | 0.1995 | 0
21 | N147 | 0.171 | 0
22 | N147 | 0.171 | 0
23 | N147 | 0.171 | 0
24 | N147 | 0.171 | 0
1 | N148 | 1.458 | 0.73169
2 | N148 | 1.458 | 1.003
3 | N148 | 1.377 | 1.023
4 | N148 | 1.377 | 1.0345
5 | N148 | 1.377 | 0.87823
6 | N148 | 0.81 | 0.83553
7 | N148 | 0.648 | 1.0754
8 | N148 | 0.567 | 1.1894
9 | N148 | 0.486 | 1.2984
10 | N148 | 0.486 | 1.5492
11 | N148 | 0.567 | 1.5915
12 | N148 | 0.648 | 1.5731
13 | N148 | 0.648 | 1.6303
14 | N148 | 0.648 | 1.4814
15 | N148 | 0.648 | 1.4979
16 | N148 | 0.567 | 1.519
17 | N148 | 0.567 | 1.3357
18 | N148 | 0.81 | 1.2499
19 | N148 | 1.134 | 1.0242
20 | N148 | 1.377 | 0.87333
21 | N148 | 1.539 | 1.0911
22 | N148 | 1.62 | 1.0397
23 | N148 | 1.62 | 1.1107
24 | N148 | 1.539 | 0.68598
1 | N149 | 0 | 0
2 | N149 | 0 | 0
3 | N149 | 0 | 0
4 | N149 | 0 | 0
5 | N149 | 0 | 0
6 | N149 | 0 | 0
7 | N149 | 0 | 0
8 | N149 | 0 | 0
9 | N149 | 0 | 0
10 | N149 | 0 | 0
11 | N149 | 0 | 0
12 | N149 | 0 | 0
13 | N149 | 0 | 0
14 | N149 | 0 | 0
15 | N149 | 0 | 0
16 | N149 | 0 | 0
17 | N149 | 0 | 0
18 | N149 | 0 | 0
19 | N149 | 0 | 0
20 | N149 | 0 | 0
21 | N149 | 0 | 0
22 | N149 | 0 | 0
23 | N149 | 0 | 0
24 | N149 | 0 | 0
1 | N150 | 2.208 | 0
2 | N150 | 2.208 | 0
3 | N150 | 2.07 | 0
4 | N150 | 2.07 | 0
5 | N150 | 2.07 | 0
6 | N150 | 1.38 | 0
7 | N150 | 1.242 | 0
8 | N150 | 1.104 | 0
9 | N150 | 1.104 | 0
10 | N150 | 1.104 | 0
11 | N150 | 1.242 | 0
12 | N150 | 1.242 | 0
13 | N150 | 1.38 | 0
14 | N150 | 1.38 | 0
15 | N150 | 1.38 | 0
16 | N150 | 1.38 | 0
17 | N150 | 1.656 | 0
18 | N150 | 1.932 | 0
19 | N150 | 2.208 | 0
20 | N150 | 2.346 | 0
21 | N150 | 2.484 | 0
22 | N150 | 2.484 | 0
23 | N150 | 2.346 | 0
24 | N150 | 2.208 | 0
1 | N151 | 0.304 | 0
2 | N151 | 0.304 | 0
3 | N151 | 0.266 | 0
4 | N151 | 0.266 | 0
5 | N151 | 0.266 | 0
6 | N151 | 0.38 | 0
7 | N151 | 0.532 | 0
8 | N151 | 0.646 | 0
9 | N151 | 0.722 | 0
10 | N151 | 0.76 | 0
11 | N151 | 0.76 | 0
12 | N151 | 0.722 | 0
13 | N151 | 0.684 | 0
14 | N151 | 0.684 | 0
15 | N151 | 0.646 | 0
16 | N151 | 0.608 | 0
17 | N151 | 0.57 | 0
18 | N151 | 0.456 | 0
19 | N151 | 0.38 | 0
20 | N151 | 0.304 | 0
21 | N151 | 0.266 | 0
22 | N151 | 0.228 | 0
23 | N151 | 0.228 | 0
24 | N151 | 0.228 | 0
1 | N152 | 0.686 | 0
2 | N152 | 0.686 | 0
3 | N152 | 0.588 | 0
4 | N152 | 0.588 | 0
5 | N152 | 0.588 | 0
6 | N152 | 0.882 | 0
7 | N152 | 1.274 | 0
8 | N152 | 1.568 | 0
9 | N152 | 1.764 | 0
10 | N152 | 1.862 | 0
11 | N152 | 1.862 | 0
12 | N152 | 1.764 | 0
13 | N152 | 1.666 | 0
14 | N152 | 1.666 | 0
15 | N152 | 1.568 | 0
16 | N152 | 1.47 | 0
17 | N152 | 1.372 | 0
18 | N152 | 1.078 | 0
19 | N152 | 0.882 | 0
20 | N152 | 0.686 | 0
21 | N152 | 0.588 | 0
22 | N152 | 0.588 | 0
23 | N152 | 0.588 | 0
24 | N152 | 0.588 | 0
1 | N153 | 2.142 | 0
2 | N153 | 2.142 | 0
3 | N153 | 2.023 | 0
4 | N153 | 2.023 | 0
5 | N153 | 2.023 | 0
6 | N153 | 1.19 | 0
7 | N153 | 0.952 | 0
8 | N153 | 0.833 | 0
9 | N153 | 0.714 | 0
10 | N153 | 0.714 | 0
11 | N153 | 0.833 | 0
12 | N153 | 0.952 | 0
13 | N153 | 0.952 | 0
14 | N153 | 0.952 | 0
15 | N153 | 0.952 | 0
16 | N153 | 0.833 | 0
17 | N153 | 0.833 | 0
18 | N153 | 1.19 | 0
19 | N153 | 1.666 | 0
20 | N153 | 2.023 | 0
21 | N153 | 2.261 | 0
22 | N153 | 2.38 | 0
23 | N153 | 2.38 | 0
24 | N153 | 2.261 | 0
1 | N154 | 1.536 | 0
2 | N154 | 1.536 | 0
3 | N154 | 1.44 | 0
4 | N154 | 1.44 | 0
5 | N154 | 1.44 | 0
6 | N154 | 0.96 | 0
7 | N154 | 0.864 | 0
8 | N154 | 0.768 | 0
9 | N154 | 0.768 | 0
10 | N154 | 0.768 | 0
11 | N154 | 0.864 | 0
12 | N154 | 0.864 | 0
13 | N154 | 0.96 | 0
14 | N154 | 0.96 | 0
15 | N154 | 0.96 | 0
16 | N154 | 0.96 | 0
17 | N154 | 1.152 | 0
18 | N154 | 1.344 | 0
19 | N154 | 1.536 | 0
20 | N154 | 1.632 | 0
21 | N154 | 1.728 | 0
22 | N154 | 1.728 | 0
23 | N154 | 1.632 | 0
24 | N154 | 1.536 | 0
1 | N155 | 0.328 | 0.0252
2 | N155 | 0.328 | 0.0378
3 | N155 | 0.287 | 0.0504
4 | N155 | 0.287 | 0.0504
5 | N155 | 0.287 | 0.063
6 | N155 | 0.41 | 0.126
7 | N155 | 0.574 | 0.378
8 | N155 | 0.697 | 0.63
9 | N155 | 0.779 | 0.882
10 | N155 | 0.82 | 1.134
11 | N155 | 0.82 | 1.26
12 | N155 | 0.779 | 1.26
13 | N155 | 0.738 | 1.26
14 | N155 | 0.738 | 1.197
15 | N155 | 0.697 | 1.134
16 | N155 | 0.656 | 1.008
17 | N155 | 0.615 | 0.756
18 | N155 | 0.492 | 0.504
19 | N155 | 0.41 | 0.252
20 | N155 | 0.328 | 0.0504
21 | N155 | 0.287 | 0.0378
22 | N155 | 0.246 | 0.0252
23 | N155 | 0.246 | 0.0252
24 | N155 | 0.246 | 0.0126
1 | N156 | 0 | 0
2 | N156 | 0 | 0
3 | N156 | 0 | 0
4 | N156 | 0 | 0
5 | N156 | 0 | 0
6 | N156 | 0 | 0
7 | N156 | 0 | 0
8 | N156 | 0 | 0
9 | N156 | 0 | 0
10 | N156 | 0 | 0
11 | N156 | 0 | 0
12 | N156 | 0 | 0
13 | N156 | 0 | 0
14 | N156 | 0 | 0
15 | N156 | 0 | 0
16 | N156 | 0 | 0
17 | N156 | 0 | 0
18 | N156 | 0 | 0
19 | N156 | 0 | 0
20 | N156 | 0 | 0
21 | N156 | 0 | 0
22 | N156 | 0 | 0
23 | N156 | 0 | 0
24 | N156 | 0 | 0
1 | N157 | 1.036 | 0
2 | N157 | 1.036 | 0
3 | N157 | 0.9065 | 0
4 | N157 | 0.9065 | 0
5 | N157 | 0.9065 | 0
6 | N157 | 1.295 | 0
7 | N157 | 1.813 | 0
8 | N157 | 2.2015 | 0
9 | N157 | 2.4605 | 0
10 | N157 | 2.59 | 0
11 | N157 | 2.59 | 0
12 | N157 | 2.4605 | 0
13 | N157 | 2.331 | 0
14 | N157 | 2.331 | 0
15 | N157 | 2.2015 | 0
16 | N157 | 2.072 | 0
17 | N157 | 1.9425 | 0
18 | N157 | 1.554 | 0
19 | N157 | 1.295 | 0
20 | N157 | 1.036 | 0
21 | N157 | 0.9065 | 0
22 | N157 | 0.777 | 0
23 | N157 | 0.777 | 0
24 | N157 | 0.777 | 0
1 | N158 | 0.1295 | 0
2 | N158 | 0.1295 | 0
3 | N158 | 0.111 | 0
4 | N158 | 0.111 | 0
5 | N158 | 0.111 | 0
6 | N158 | 0.1665 | 0
7 | N158 | 0.2405 | 0
8 | N158 | 0.296 | 0
9 | N158 | 0.333 | 0
10 | N158 | 0.3515 | 0
11 | N158 | 0.3515 | 0
12 | N158 | 0.333 | 0
13 | N158 | 0.3145 | 0
14 | N158 | 0.3145 | 0
15 | N158 | 0.296 | 0
16 | N158 | 0.2775 | 0
17 | N158 | 0.259 | 0
18 | N158 | 0.2035 | 0
19 | N158 | 0.1665 | 0
20 | N158 | 0.1295 | 0
21 | N158 | 0.111 | 0
22 | N158 | 0.111 | 0
23 | N158 | 0.111 | 0
24 | N158 | 0.111 | 0
1 | N159 | 0.36 | 0.41084
2 | N159 | 0.36 | 0.56119
3 | N159 | 0.34 | 0.56501
4 | N159 | 0.34 | 0.57168
5 | N159 | 0.34 | 0.47279
6 | N159 | 0.2 | 0.40879
7 | N159 | 0.16 | 0.39215
8 | N159 | 0.14 | 0.30217
9 | N159 | 0.12 | 0.20926
10 | N159 | 0.12 | 0.19898
11 | N159 | 0.14 | 0.14545
12 | N159 | 0.16 | 0.13471
13 | N159 | 0.16 | 0.16802
14 | N159 | 0.16 | 0.12039
15 | N159 | 0.16 | 0.16908
16 | N159 | 0.14 | 0.25962
17 | N159 | 0.14 | 0.3092
18 | N159 | 0.2 | 0.41567
19 | N159 | 0.28 | 0.44056
20 | N159 | 0.34 | 0.47775
21 | N159 | 0.38 | 0.61251
22 | N159 | 0.4 | 0.59039
23 | N159 | 0.4 | 0.63177
24 | N159 | 0.38 | 0.39202
1 | N160 | 0.808 | 0
2 | N160 | 0.808 | 0
3 | N160 | 0.7575 | 0
4 | N160 | 0.7575 | 0
5 | N160 | 0.7575 | 0
6 | N160 | 0.505 | 0
7 | N160 | 0.4545 | 0
8 | N160 | 0.404 | 0
9 | N160 | 0.404 | 0
10 | N160 | 0.404 | 0
11 | N160 | 0.4545 | 0
12 | N160 | 0.4545 | 0
13 | N160 | 0.505 | 0
14 | N160 | 0.505 | 0
15 | N160 | 0.505 | 0
16 | N160 | 0.505 | 0
17 | N160 | 0.606 | 0
18 | N160 | 0.707 | 0
19 | N160 | 0.808 | 0
20 | N160 | 0.8585 | 0
21 | N160 | 0.909 | 0
22 | N160 | 0.909 | 0
23 | N160 | 0.8585 | 0
24 | N160 | 0.808 | 0
1 | N161 | 0.644 | 0
2 | N161 | 0.644 | 0
3 | N161 | 0.5635 | 0
4 | N161 | 0.5635 | 0
5 | N161 | 0.5635 | 0
6 | N161 | 0.805 | 0
7 | N161 | 1.127 | 0
8 | N161 | 1.3685 | 0
9 | N161 | 1.5295 | 0
10 | N161 | 1.61 | 0
11 | N161 | 1.61 | 0
12 | N161 | 1.5295 | 0
13 | N161 | 1.449 | 0
14 | N161 | 1.449 | 0
15 | N161 | 1.3685 | 0
16 | N161 | 1.288 | 0
17 | N161 | 1.2075 | 0
18 | N161 | 0.966 | 0
19 | N161 | 0.805 | 0
20 | N161 | 0.644 | 0
21 | N161 | 0.5635 | 0
22 | N161 | 0.483 | 0
23 | N161 | 0.483 | 0
24 | N161 | 0.483 | 0
1 | N162 | 0.5215 | 0
2 | N162 | 0.5215 | 0
3 | N162 | 0.447 | 0
4 | N162 | 0.447 | 0
5 | N162 | 0.447 | 0
6 | N162 | 0.6705 | 0
7 | N162 | 0.9685 | 0
8 | N162 | 1.192 | 0
9 | N162 | 1.341 | 0
10 | N162 | 1.4155 | 0
11 | N162 | 1.4155 | 0
12 | N162 | 1.341 | 0
13 | N162 | 1.2665 | 0
14 | N162 | 1.2665 | 0
15 | N162 | 1.192 | 0
16 | N162 | 1.1175 | 0
17 | N162 | 1.043 | 0
18 | N162 | 0.8195 | 0
19 | N162 | 0.6705 | 0
20 | N162 | 0.5215 | 0
21 | N162 | 0.447 | 0
22 | N162 | 0.447 | 0
23 | N162 | 0.447 | 0
24 | N162 | 0.447 | 0
1 | N163 | 1.611 | 0
2 | N163 | 1.611 | 0
3 | N163 | 1.5215 | 0
4 | N163 | 1.5215 | 0
5 | N163 | 1.5215 | 0
6 | N163 | 0.895 | 0
7 | N163 | 0.716 | 0
8 | N163 | 0.6265 | 0
9 | N163 | 0.537 | 0
10 | N163 | 0.537 | 0
11 | N163 | 0.6265 | 0
12 | N163 | 0.716 | 0
13 | N163 | 0.716 | 0
14 | N163 | 0.716 | 0
15 | N163 | 0.716 | 0
16 | N163 | 0.6265 | 0
17 | N163 | 0.6265 | 0
18 | N163 | 0.895 | 0
19 | N163 | 1.253 | 0
20 | N163 | 1.5215 | 0
21 | N163 | 1.7005 | 0
22 | N163 | 1.79 | 0
23 | N163 | 1.79 | 0
24 | N163 | 1.7005 | 0
1 | N164 | 0.488 | 0.036
2 | N164 | 0.488 | 0.054
3 | N164 | 0.4575 | 0.072
4 | N164 | 0.4575 | 0.072
5 | N164 | 0.4575 | 0.09
6 | N164 | 0.305 | 0.18
7 | N164 | 0.2745 | 0.54
8 | N164 | 0.244 | 0.9
9 | N164 | 0.244 | 1.26
10 | N164 | 0.244 | 1.62
11 | N164 | 0.2745 | 1.8
12 | N164 | 0.2745 | 1.8
13 | N164 | 0.305 | 1.8
14 | N164 | 0.305 | 1.71
15 | N164 | 0.305 | 1.62
16 | N164 | 0.305 | 1.44
17 | N164 | 0.366 | 1.08
18 | N164 | 0.427 | 0.72
19 | N164 | 0.488 | 0.36
20 | N164 | 0.5185 | 0.072
21 | N164 | 0.549 | 0.054
22 | N164 | 0.549 | 0.036
23 | N164 | 0.5185 | 0.036
24 | N164 | 0.488 | 0.018
1 | N165 | 0 | 0
2 | N165 | 0 | 0
3 | N165 | 0 | 0
4 | N165 | 0 | 0
5 | N165 | 0 | 0
6 | N165 | 0 | 0
7 | N165 | 0 | 0
8 | N165 | 0 | 0
9 | N165 | 0 | 0
10 | N165 | 0 | 0
11 | N165 | 0 | 0
12 | N165 | 0 | 0
13 | N165 | 0 | 0
14 | N165 | 0 | 0
15 | N165 | 0 | 0
16 | N165 | 0 | 0
17 | N165 | 0 | 0
18 | N165 | 0 | 0
19 | N165 | 0 | 0
20 | N165 | 0 | 0
21 | N165 | 0 | 0
22 | N165 | 0 | 0
23 | N165 | 0 | 0
24 | N165 | 0 | 0
1 | N166 | 2.223 | 0
2 | N166 | 2.223 | 0
3 | N166 | 2.0995 | 0
4 | N166 | 2.0995 | 0
5 | N166 | 2.0995 | 0
6 | N166 | 1.235 | 0
7 | N166 | 0.988 | 0
8 | N166 | 0.8645 | 0
9 | N166 | 0.741 | 0
10 | N166 | 0.741 | 0
11 | N166 | 0.8645 | 0
12 | N166 | 0.988 | 0
13 | N166 | 0.988 | 0
14 | N166 | 0.988 | 0
15 | N166 | 0.988 | 0
16 | N166 | 0.8645 | 0
17 | N166 | 0.8645 | 0
18 | N166 | 1.235 | 0
19 | N166 | 1.729 | 0
20 | N166 | 2.0995 | 0
21 | N166 | 2.3465 | 0
22 | N166 | 2.47 | 0
23 | N166 | 2.47 | 0
24 | N166 | 2.3465 | 0
1 | N167 | 2.352 | 0
2 | N167 | 2.352 | 0
3 | N167 | 2.205 | 0
4 | N167 | 2.205 | 0
5 | N167 | 2.205 | 0
6 | N167 | 1.47 | 0
7 | N167 | 1.323 | 0
8 | N167 | 1.176 | 0
9 | N167 | 1.176 | 0
10 | N167 | 1.176 | 0
11 | N167 | 1.323 | 0
12 | N167 | 1.323 | 0
13 | N167 | 1.47 | 0
14 | N167 | 1.47 | 0
15 | N167 | 1.47 | 0
16 | N167 | 1.47 | 0
17 | N167 | 1.764 | 0
18 | N167 | 2.058 | 0
19 | N167 | 2.352 | 0
20 | N167 | 2.499 | 0
21 | N167 | 2.646 | 0
22 | N167 | 2.646 | 0
23 | N167 | 2.499 | 0
24 | N167 | 2.352 | 0
1 | N168 | 0.448 | 0
2 | N168 | 0.448 | 0
3 | N168 | 0.392 | 0
4 | N168 | 0.392 | 0
5 | N168 | 0.392 | 0
6 | N168 | 0.56 | 0
7 | N168 | 0.784 | 0
8 | N168 | 0.952 | 0
9 | N168 | 1.064 | 0
10 | N168 | 1.12 | 0
11 | N168 | 1.12 | 0
12 | N168 | 1.064 | 0
13 | N168 | 1.008 | 0
14 | N168 | 1.008 | 0
15 | N168 | 0.952 | 0
16 | N168 | 0.896 | 0
17 | N168 | 0.84 | 0
18 | N168 | 0.672 | 0
19 | N168 | 0.56 | 0
20 | N168 | 0.448 | 0
21 | N168 | 0.392 | 0
22 | N168 | 0.336 | 0
23 | N168 | 0.336 | 0
24 | N168 | 0.336 | 0
1 | N169 | 0.9695 | 0
2 | N169 | 0.9695 | 0
3 | N169 | 0.831 | 0
4 | N169 | 0.831 | 0
5 | N169 | 0.831 | 0
6 | N169 | 1.2465 | 0
7 | N169 | 1.8005 | 0
8 | N169 | 2.216 | 0
9 | N169 | 2.493 | 0
10 | N169 | 2.6315 | 0
11 | N169 | 2.6315 | 0
12 | N169 | 2.493 | 0
13 | N169 | 2.3545 | 0
14 | N169 | 2.3545 | 0
15 | N169 | 2.216 | 0
16 | N169 | 2.0775 | 0
17 | N169 | 1.939 | 0
18 | N169 | 1.5235 | 0
19 | N169 | 1.2465 | 0
20 | N169 | 0.9695 | 0
21 | N169 | 0.831 | 0
22 | N169 | 0.831 | 0
23 | N169 | 0.831 | 0
24 | N169 | 0.831 | 0
1 | N170 | 1.188 | 0.49779
2 | N170 | 1.188 | 0.6824
3 | N170 | 1.122 | 0.69599
4 | N170 | 1.122 | 0.70378
5 | N170 | 1.122 | 0.59748
6 | N170 | 0.66 | 0.56843
7 | N170 | 0.528 | 0.73161
8 | N170 | 0.462 | 0.80919
9 | N170 | 0.396 | 0.88334
10 | N170 | 0.396 | 1.0539
11 | N170 | 0.462 | 1.0828
12 | N170 | 0.528 | 1.0702
13 | N170 | 0.528 | 1.1091
14 | N170 | 0.528 | 1.0079
15 | N170 | 0.528 | 1.0191
16 | N170 | 0.462 | 1.0334
17 | N170 | 0.462 | 0.9087
18 | N170 | 0.66 | 0.85036
19 | N170 | 0.924 | 0.69681
20 | N170 | 1.122 | 0.59415
21 | N170 | 1.254 | 0.74231
22 | N170 | 1.32 | 0.70735
23 | N170 | 1.32 | 0.75566
24 | N170 | 1.254 | 0.46669
1 | N171 | 0 | 0
2 | N171 | 0 | 0
3 | N171 | 0 | 0
4 | N171 | 0 | 0
5 | N171 | 0 | 0
6 | N171 | 0 | 0
7 | N171 | 0 | 0
8 | N171 | 0 | 0
9 | N171 | 0 | 0
10 | N171 | 0 | 0
11 | N171 | 0 | 0
12 | N171 | 0 | 0
13 | N171 | 0 | 0
14 | N171 | 0 | 0
15 | N171 | 0 | 0
16 | N171 | 0 | 0
17 | N171 | 0 | 0
18 | N171 | 0 | 0
19 | N171 | 0 | 0
20 | N171 | 0 | 0
21 | N171 | 0 | 0
22 | N171 | 0 | 0
23 | N171 | 0 | 0
24 | N171 | 0 | 0
1 | N172 | 2 | 0
2 | N172 | 2 | 0
3 | N172 | 1.875 | 0
4 | N172 | 1.875 | 0
5 | N172 | 1.875 | 0
6 | N172 | 1.25 | 0
7 | N172 | 1.125 | 0
8 | N172 | 1 | 0
9 | N172 | 1 | 0
10 | N172 | 1 | 0
11 | N172 | 1.125 | 0
12 | N172 | 1.125 | 0
13 | N172 | 1.25 | 0
14 | N172 | 1.25 | 0
15 | N172 | 1.25 | 0
16 | N172 | 1.25 | 0
17 | N172 | 1.5 | 0
18 | N172 | 1.75 | 0
19 | N172 | 2 | 0
20 | N172 | 2.125 | 0
21 | N172 | 2.25 | 0
22 | N172 | 2.25 | 0
23 | N172 | 2.125 | 0
24 | N172 | 2 | 0
1 | N173 | 0.9 | 0
2 | N173 | 0.9 | 0
3 | N173 | 0.7875 | 0
4 | N173 | 0.7875 | 0
5 | N173 | 0.7875 | 0
6 | N173 | 1.125 | 0
7 | N173 | 1.575 | 0
8 | N173 | 1.9125 | 0
9 | N173 | 2.1375 | 0
10 | N173 | 2.25 | 0
11 | N173 | 2.25 | 0
12 | N173 | 2.1375 | 0
13 | N173 | 2.025 | 0
14 | N173 | 2.025 | 0
15 | N173 | 1.9125 | 0
16 | N173 | 1.8 | 0
17 | N173 | 1.6875 | 0
18 | N173 | 1.35 | 0
19 | N173 | 1.125 | 0
20 | N173 | 0.9 | 0
21 | N173 | 0.7875 | 0
22 | N173 | 0.675 | 0
23 | N173 | 0.675 | 0
24 | N173 | 0.675 | 0
1 | N174 | 0.6545 | 1.1812
2 | N174 | 0.6545 | 1.6134
3 | N174 | 0.561 | 1.6244
4 | N174 | 0.561 | 1.6436
5 | N174 | 0.561 | 1.3593
6 | N174 | 0.8415 | 1.1753
7 | N174 | 1.2155 | 1.1274
8 | N174 | 1.496 | 0.86874
9 | N174 | 1.683 | 0.60161
10 | N174 | 1.7765 | 0.57205
11 | N174 | 1.7765 | 0.41817
12 | N174 | 1.683 | 0.38729
13 | N174 | 1.5895 | 0.48307
14 | N174 | 1.5895 | 0.34612
15 | N174 | 1.496 | 0.48611
16 | N174 | 1.4025 | 0.74641
17 | N174 | 1.309 | 0.88896
18 | N174 | 1.0285 | 1.195
19 | N174 | 0.8415 | 1.2666
20 | N174 | 0.6545 | 1.3735
21 | N174 | 0.561 | 1.761
22 | N174 | 0.561 | 1.6974
23 | N174 | 0.561 | 1.8164
24 | N174 | 0.561 | 1.1271
1 | N175 | 1.179 | 0
2 | N175 | 1.179 | 0
3 | N175 | 1.1135 | 0
4 | N175 | 1.1135 | 0
5 | N175 | 1.1135 | 0
6 | N175 | 0.655 | 0
7 | N175 | 0.524 | 0
8 | N175 | 0.4585 | 0
9 | N175 | 0.393 | 0
10 | N175 | 0.393 | 0
11 | N175 | 0.4585 | 0
12 | N175 | 0.524 | 0
13 | N175 | 0.524 | 0
14 | N175 | 0.524 | 0
15 | N175 | 0.524 | 0
16 | N175 | 0.4585 | 0
17 | N175 | 0.4585 | 0
18 | N175 | 0.655 | 0
19 | N175 | 0.917 | 0
20 | N175 | 1.1135 | 0
21 | N175 | 1.2445 | 0
22 | N175 | 1.31 | 0
23 | N175 | 1.31 | 0
24 | N175 | 1.2445 | 0
1 | N176 | 2.112 | 0
2 | N176 | 2.112 | 0
3 | N176 | 1.98 | 0
4 | N176 | 1.98 | 0
5 | N176 | 1.98 | 0
6 | N176 | 1.32 | 0
7 | N176 | 1.188 | 0
8 | N176 | 1.056 | 0
9 | N176 | 1.056 | 0
10 | N176 | 1.056 | 0
11 | N176 | 1.188 | 0
12 | N176 | 1.188 | 0
13 | N176 | 1.32 | 0
14 | N176 | 1.32 | 0
15 | N176 | 1.32 | 0
16 | N176 | 1.32 | 0
17 | N176 | 1.584 | 0
18 | N176 | 1.848 | 0
19 | N176 | 2.112 | 0
20 | N176 | 2.244 | 0
21 | N176 | 2.376 | 0
22 | N176 | 2.376 | 0
23 | N176 | 2.244 | 0
24 | N176 | 2.112 | 0
1 | N177 | 1.072 | 0
2 | N177 | 1.072 | 0
3 | N177 | 0.938 | 0
4 | N177 | 0.938 | 0
5 | N177 | 0.938 | 0
6 | N177 | 1.34 | 0
7 | N177 | 1.876 | 0
8 | N177 | 2.278 | 0
9 | N177 | 2.546 | 0
10 | N177 | 2.68 | 0
11 | N177 | 2.68 | 0
12 | N177 | 2.546 | 0
13 | N177 | 2.412 | 0
14 | N177 | 2.412 | 0
15 | N177 | 2.278 | 0
16 | N177 | 2.144 | 0
17 | N177 | 2.01 | 0
18 | N177 | 1.608 | 0
19 | N177 | 1.34 | 0
20 | N177 | 1.072 | 0
21 | N177 | 0.938 | 0
22 | N177 | 0.804 | 0
23 | N177 | 0.804 | 0
24 | N177 | 0.804 | 0
1 | N178 | 0.217 | 0.51578
2 | N178 | 0.217 | 0.70707
3 | N178 | 0.186 | 0.72114
4 | N178 | 0.186 | 0.72922
5 | N178 | 0.186 | 0.61908
6 | N178 | 0.279 | 0.58898
7 | N178 | 0.403 | 0.75805
8 | N178 | 0.496 | 0.83844
9 | N178 | 0.558 | 0.91527
10 | N178 | 0.589 | 1.092
11 | N178 | 0.589 | 1.1219
12 | N178 | 0.558 | 1.1089
13 | N178 | 0.527 | 1.1492
14 | N178 | 0.527 | 1.0443
15 | N178 | 0.496 | 1.0559
16 | N178 | 0.465 | 1.0708
17 | N178 | 0.434 | 0.94154
18 | N178 | 0.341 | 0.8811
19 | N178 | 0.279 | 0.722
20 | N178 | 0.217 | 0.61562
21 | N178 | 0.186 | 0.76914
22 | N178 | 0.186 | 0.73292
23 | N178 | 0.186 | 0.78297
24 | N178 | 0.186 | 0.48356
1 | N179 | 0 | 0
2 | N179 | 0 | 0
3 | N179 | 0 | 0
4 | N179 | 0 | 0
5 | N179 | 0 | 0
6 | N179 | 0 | 0
7 | N179 | 0 | 0
8 | N179 | 0 | 0
9 | N179 | 0 | 0
10 | N179 | 0 | 0
11 | N179 | 0 | 0
12 | N179 | 0 | 0
13 | N179 | 0 | 0
14 | N179 | 0 | 0
15 | N179 | 0 | 0
16 | N179 | 0 | 0
17 | N179 | 0 | 0
18 | N179 | 0 | 0
19 | N179 | 0 | 0
20 | N179 | 0 | 0
21 | N179 | 0 | 0
22 | N179 | 0 | 0
23 | N179 | 0 | 0
24 | N179 | 0 | 0
1 | N180 | 1.228 | 0
2 | N180 | 1.228 | 0
3 | N180 | 1.0745 | 0
4 | N180 | 1.0745 | 0
5 | N180 | 1.0745 | 0
6 | N180 | 1.535 | 0
7 | N180 | 2.149 | 0
8 | N180 | 2.6095 | 0
9 | N180 | 2.9165 | 0
10 | N180 | 3.07 | 0
11 | N180 | 3.07 | 0
12 | N180 | 2.9165 | 0
13 | N180 | 2.763 | 0
14 | N180 | 2.763 | 0
15 | N180 | 2.6095 | 0
16 | N180 | 2.456 | 0
17 | N180 | 2.3025 | 0
18 | N180 | 1.842 | 0
19 | N180 | 1.535 | 0
20 | N180 | 1.228 | 0
21 | N180 | 1.0745 | 0
22 | N180 | 0.921 | 0
23 | N180 | 0.921 | 0
24 | N180 | 0.921 | 0
1 | N181 | 0.8155 | 0
2 | N181 | 0.8155 | 0
3 | N181 | 0.699 | 0
4 | N181 | 0.699 | 0
5 | N181 | 0.699 | 0
6 | N181 | 1.0485 | 0
7 | N181 | 1.5145 | 0
8 | N181 | 1.864 | 0
9 | N181 | 2.097 | 0
10 | N181 | 2.2135 | 0
11 | N181 | 2.2135 | 0
12 | N181 | 2.097 | 0
13 | N181 | 1.9805 | 0
14 | N181 | 1.9805 | 0
15 | N181 | 1.864 | 0
16 | N181 | 1.7475 | 0
17 | N181 | 1.631 | 0
18 | N181 | 1.2815 | 0
19 | N181 | 1.0485 | 0
20 | N181 | 0.8155 | 0
21 | N181 | 0.699 | 0
22 | N181 | 0.699 | 0
23 | N181 | 0.699 | 0
24 | N181 | 0.699 | 0
1 | N182 | 1.323 | 0
2 | N182 | 1.323 | 0
3 | N182 | 1.2495 | 0
4 | N182 | 1.2495 | 0
5 | N182 | 1.2495 | 0
6 | N182 | 0.735 | 0
7 | N182 | 0.588 | 0
8 | N182 | 0.5145 | 0
9 | N182 | 0.441 | 0
10 | N182 | 0.441 | 0
11 | N182 | 0.5145 | 0
12 | N182 | 0.588 | 0
13 | N182 | 0.588 | 0
14 | N182 | 0.588 | 0
15 | N182 | 0.588 | 0
16 | N182 | 0.5145 | 0
17 | N182 | 0.5145 | 0
18 | N182 | 0.735 | 0
19 | N182 | 1.029 | 0
20 | N182 | 1.2495 | 0
21 | N182 | 1.3965 | 0
22 | N182 | 1.47 | 0
23 | N182 | 1.47 | 0
24 | N182 | 1.3965 | 0
1 | N183 | 0.728 | 0
2 | N183 | 0.728 | 0
3 | N183 | 0.6825 | 0
4 | N183 | 0.6825 | 0
5 | N183 | 0.6825 | 0
6 | N183 | 0.455 | 0
7 | N183 | 0.4095 | 0
8 | N183 | 0.364 | 0
9 | N183 | 0.364 | 0
10 | N183 | 0.364 | 0
11 | N183 | 0.4095 | 0
12 | N183 | 0.4095 | 0
13 | N183 | 0.455 | 0
14 | N183 | 0.455 | 0
15 | N183 | 0.455 | 0
16 | N183 | 0.455 | 0
17 | N183 | 0.546 | 0
18 | N183 | 0.637 | 0
19 | N183 | 0.728 | 0
20 | N183 | 0.7735 | 0
21 | N183 | 0.819 | 0
22 | N183 | 0.819 | 0
23 | N183 | 0.7735 | 0
24 | N183 | 0.728 | 0
1 | N184 | 0.248 | 0
2 | N184 | 0.248 | 0
3 | N184 | 0.217 | 0
4 | N184 | 0.217 | 0
5 | N184 | 0.217 | 0
6 | N184 | 0.31 | 0
7 | N184 | 0.434 | 0
8 | N184 | 0.527 | 0
9 | N184 | 0.589 | 0
10 | N184 | 0.62 | 0
11 | N184 | 0.62 | 0
12 | N184 | 0.589 | 0
13 | N184 | 0.558 | 0
14 | N184 | 0.558 | 0
15 | N184 | 0.527 | 0
16 | N184 | 0.496 | 0
17 | N184 | 0.465 | 0
18 | N184 | 0.372 | 0
19 | N184 | 0.31 | 0
20 | N184 | 0.248 | 0
21 | N184 | 0.217 | 0
22 | N184 | 0.186 | 0
23 | N184 | 0.186 | 0
24 | N184 | 0.186 | 0
1 | N185 | 0.399 | 0.56076
2 | N185 | 0.399 | 0.76873
3 | N185 | 0.342 | 0.78404
4 | N185 | 0.342 | 0.79282
5 | N185 | 0.342 | 0.67307
6 | N185 | 0.513 | 0.64034
7 | N185 | 0.741 | 0.82416
8 | N185 | 0.912 | 0.91156
9 | N185 | 1.026 | 0.99509
10 | N185 | 1.083 | 1.1873
11 | N185 | 1.083 | 1.2197
12 | N185 | 1.026 | 1.2056
13 | N185 | 0.969 | 1.2494
14 | N185 | 0.969 | 1.1354
15 | N185 | 0.912 | 1.148
16 | N185 | 0.855 | 1.1642
17 | N185 | 0.798 | 1.0237
18 | N185 | 0.627 | 0.95794
19 | N185 | 0.513 | 0.78496
20 | N185 | 0.399 | 0.66931
21 | N185 | 0.342 | 0.83622
22 | N185 | 0.342 | 0.79684
23 | N185 | 0.342 | 0.85125
24 | N185 | 0.342 | 0.52573
1 | N186 | 0 | 0
2 | N186 | 0 | 0
3 | N186 | 0 | 0
4 | N186 | 0 | 0
5 | N186 | 0 | 0
6 | N186 | 0 | 0
7 | N186 | 0 | 0
8 | N186 | 0 | 0
9 | N186 | 0 | 0
10 | N186 | 0 | 0
11 | N186 | 0 | 0
12 | N186 | 0 | 0
13 | N186 | 0 | 0
14 | N186 | 0 | 0
15 | N186 | 0 | 0
16 | N186 | 0 | 0
17 | N186 | 0 | 0
18 | N186 | 0 | 0
19 | N186 | 0 | 0
20 | N186 | 0 | 0
21 | N186 | 0 | 0
22 | N186 | 0 | 0
23 | N186 | 0 | 0
24 | N186 | 0 | 0
1 | N187 | 0.441 | 0
2 | N187 | 0.441 | 0
3 | N187 | 0.378 | 0
4 | N187 | 0.378 | 0
5 | N187 | 0.378 | 0
6 | N187 | 0.567 | 0
7 | N187 | 0.819 | 0
8 | N187 | 1.008 | 0
9 | N187 | 1.134 | 0
10 | N187 | 1.197 | 0
11 | N187 | 1.197 | 0
12 | N187 | 1.134 | 0
13 | N187 | 1.071 | 0
14 | N187 | 1.071 | 0
15 | N187 | 1.008 | 0
16 | N187 | 0.945 | 0
17 | N187 | 0.882 | 0
18 | N187 | 0.693 | 0
19 | N187 | 0.567 | 0
20 | N187 | 0.441 | 0
21 | N187 | 0.378 | 0
22 | N187 | 0.378 | 0
23 | N187 | 0.378 | 0
24 | N187 | 0.378 | 0
1 | N188 | 0.963 | 0
2 | N188 | 0.963 | 0
3 | N188 | 0.9095 | 0
4 | N188 | 0.9095 | 0
5 | N188 | 0.9095 | 0
6 | N188 | 0.535 | 0
7 | N188 | 0.428 | 0
8 | N188 | 0.3745 | 0
9 | N188 | 0.321 | 0
10 | N188 | 0.321 | 0
11 | N188 | 0.3745 | 0
12 | N188 | 0.428 | 0
13 | N188 | 0.428 | 0
14 | N188 | 0.428 | 0
15 | N188 | 0.428 | 0
16 | N188 | 0.3745 | 0
17 | N188 | 0.3745 | 0
18 | N188 | 0.535 | 0
19 | N188 | 0.749 | 0
20 | N188 | 0.9095 | 0
21 | N188 | 1.0165 | 0
22 | N188 | 1.07 | 0
23 | N188 | 1.07 | 0
24 | N188 | 1.0165 | 0
1 | N189 | 0.384 | 0.0416
2 | N189 | 0.384 | 0.0624
3 | N189 | 0.36 | 0.0832
4 | N189 | 0.36 | 0.0832
5 | N189 | 0.36 | 0.104
6 | N189 | 0.24 | 0.208
7 | N189 | 0.216 | 0.624
8 | N189 | 0.192 | 1.04
9 | N189 | 0.192 | 1.456
10 | N189 | 0.192 | 1.872
11 | N189 | 0.216 | 2.08
12 | N189 | 0.216 | 2.08
13 | N189 | 0.24 | 2.08
14 | N189 | 0.24 | 1.976
15 | N189 | 0.24 | 1.872
16 | N189 | 0.24 | 1.664
17 | N189 | 0.288 | 1.248
18 | N189 | 0.336 | 0.832
19 | N189 | 0.384 | 0.416
20 | N189 | 0.408 | 0.0832
21 | N189 | 0.432 | 0.0624
22 | N189 | 0.432 | 0.0416
23 | N189 | 0.408 | 0.0416
24 | N189 | 0.384 | 0.0208
1 | N190 | 1.14 | 0
2 | N190 | 1.14 | 0
3 | N190 | 0.9975 | 0
4 | N190 | 0.9975 | 0
5 | N190 | 0.9975 | 0
6 | N190 | 1.425 | 0
7 | N190 | 1.995 | 0
8 | N190 | 2.4225 | 0
9 | N190 | 2.7075 | 0
10 | N190 | 2.85 | 0
11 | N190 | 2.85 | 0
12 | N190 | 2.7075 | 0
13 | N190 | 2.565 | 0
14 | N190 | 2.565 | 0
15 | N190 | 2.4225 | 0
16 | N190 | 2.28 | 0
17 | N190 | 2.1375 | 0
18 | N190 | 1.71 | 0
19 | N190 | 1.425 | 0
20 | N190 | 1.14 | 0
21 | N190 | 0.9975 | 0
22 | N190 | 0.855 | 0
23 | N190 | 0.855 | 0
24 | N190 | 0.855 | 0
1 | N191 | 0.5915 | 0
2 | N191 | 0.5915 | 0
3 | N191 | 0.507 | 0
4 | N191 | 0.507 | 0
5 | N191 | 0.507 | 0
6 | N191 | 0.7605 | 0
7 | N191 | 1.0985 | 0
8 | N191 | 1.352 | 0
9 | N191 | 1.521 | 0
10 | N191 | 1.6055 | 0
11 | N191 | 1.6055 | 0
12 | N191 | 1.521 | 0
13 | N191 | 1.4365 | 0
14 | N191 | 1.4365 | 0
15 | N191 | 1.352 | 0
16 | N191 | 1.2675 | 0
17 | N191 | 1.183 | 0
18 | N191 | 0.9295 | 0
19 | N191 | 0.7605 | 0
20 | N191 | 0.5915 | 0
21 | N191 | 0.507 | 0
22 | N191 | 0.507 | 0
23 | N191 | 0.507 | 0
24 | N191 | 0.507 | 0
1 | N192 | 2.511 | 0
2 | N192 | 2.511 | 0
3 | N192 | 2.3715 | 0
4 | N192 | 2.3715 | 0
5 | N192 | 2.3715 | 0
6 | N192 | 1.395 | 0
7 | N192 | 1.116 | 0
8 | N192 | 0.9765 | 0
9 | N192 | 0.837 | 0
10 | N192 | 0.837 | 0
11 | N192 | 0.9765 | 0
12 | N192 | 1.116 | 0
13 | N192 | 1.116 | 0
14 | N192 | 1.116 | 0
15 | N192 | 1.116 | 0
16 | N192 | 0.9765 | 0
17 | N192 | 0.9765 | 0
18 | N192 | 1.395 | 0
19 | N192 | 1.953 | 0
20 | N192 | 2.3715 | 0
21 | N192 | 2.6505 | 0
22 | N192 | 2.79 | 0
23 | N192 | 2.79 | 0
24 | N192 | 2.6505 | 0
1 | N193 | 0.384 | 0
2 | N193 | 0.384 | 0
3 | N193 | 0.36 | 0
4 | N193 | 0.36 | 0
5 | N193 | 0.36 | 0
6 | N193 | 0.24 | 0
7 | N193 | 0.216 | 0
8 | N193 | 0.192 | 0
9 | N193 | 0.192 | 0
10 | N193 | 0.192 | 0
11 | N193 | 0.216 | 0
12 | N193 | 0.216 | 0
13 | N193 | 0.24 | 0
14 | N193 | 0.24 | 0
15 | N193 | 0.24 | 0
16 | N193 | 0.24 | 0
17 | N193 | 0.288 | 0
18 | N193 | 0.336 | 0
19 | N193 | 0.384 | 0
20 | N193 | 0.408 | 0
21 | N193 | 0.432 | 0
22 | N193 | 0.432 | 0
23 | N193 | 0.408 | 0
24 | N193 | 0.384 | 0
1 | N194 | 1.128 | 0.45581
2 | N194 | 1.128 | 0.62485
3 | N194 | 0.987 | 0.63729
4 | N194 | 0.987 | 0.64443
5 | N194 | 0.987 | 0.54709
6 | N194 | 1.41 | 0.52049
7 | N194 | 1.974 | 0.66991
8 | N194 | 2.397 | 0.74094
9 | N194 | 2.679 | 0.80884
10 | N194 | 2.82 | 0.96505
11 | N194 | 2.82 | 0.99145
12 | N194 | 2.679 | 0.97997
13 | N194 | 2.538 | 1.0156
14 | N194 | 2.538 | 0.92287
15 | N194 | 2.397 | 0.93311
16 | N194 | 2.256 | 0.94627
17 | N194 | 2.115 | 0.83206
18 | N194 | 1.692 | 0.77865
19 | N194 | 1.41 | 0.63804
20 | N194 | 1.128 | 0.54404
21 | N194 | 0.987 | 0.6797
22 | N194 | 0.846 | 0.6477
23 | N194 | 0.846 | 0.69193
24 | N194 | 0.846 | 0.42733
1 | N195 | 0 | 0
2 | N195 | 0 | 0
3 | N195 | 0 | 0
4 | N195 | 0 | 0
5 | N195 | 0 | 0
6 | N195 | 0 | 0
7 | N195 | 0 | 0
8 | N195 | 0 | 0
9 | N195 | 0 | 0
10 | N195 | 0 | 0
11 | N195 | 0 | 0
12 | N195 | 0 | 0
13 | N195 | 0 | 0
14 | N195 | 0 | 0
15 | N195 | 0 | 0
16 | N195 | 0 | 0
17 | N195 | 0 | 0
18 | N195 | 0 | 0
19 | N195 | 0 | 0
20 | N195 | 0 | 0
21 | N195 | 0 | 0
22 | N195 | 0 | 0
23 | N195 | 0 | 0
24 | N195 | 0 | 0
1 | N196 | 1.899 | 0
2 | N196 | 1.899 | 0
3 | N196 | 1.7935 | 0
4 | N196 | 1.7935 | 0
5 | N196 | 1.7935 | 0
6 | N196 | 1.055 | 0
7 | N196 | 0.844 | 0
8 | N196 | 0.7385 | 0
9 | N196 | 0.633 | 0
10 | N196 | 0.633 | 0
11 | N196 | 0.7385 | 0
12 | N196 | 0.844 | 0
13 | N196 | 0.844 | 0
14 | N196 | 0.844 | 0
15 | N196 | 0.844 | 0
16 | N196 | 0.7385 | 0
17 | N196 | 0.7385 | 0
18 | N196 | 1.055 | 0
19 | N196 | 1.477 | 0
20 | N196 | 1.7935 | 0
21 | N196 | 2.0045 | 0
22 | N196 | 2.11 | 0
23 | N196 | 2.11 | 0
24 | N196 | 2.0045 | 0
1 | N197 | 0.496 | 0
2 | N197 | 0.496 | 0
3 | N197 | 0.465 | 0
4 | N197 | 0.465 | 0
5 | N197 | 0.465 | 0
6 | N197 | 0.31 | 0
7 | N197 | 0.279 | 0
8 | N197 | 0.248 | 0
9 | N197 | 0.248 | 0
10 | N197 | 0.248 | 0
11 | N197 | 0.279 | 0
12 | N197 | 0.279 | 0
13 | N197 | 0.31 | 0
14 | N197 | 0.31 | 0
15 | N197 | 0.31 | 0
16 | N197 | 0.31 | 0
17 | N197 | 0.372 | 0
18 | N197 | 0.434 | 0
19 | N197 | 0.496 | 0
20 | N197 | 0.527 | 0
21 | N197 | 0.558 | 0
22 | N197 | 0.558 | 0
23 | N197 | 0.527 | 0
24 | N197 | 0.496 | 0
1 | N198 | 0.704 | 0
2 | N198 | 0.704 | 0
3 | N198 | 0.616 | 0
4 | N198 | 0.616 | 0
5 | N198 | 0.616 | 0
6 | N198 | 0.88 | 0
7 | N198 | 1.232 | 0
8 | N198 | 1.496 | 0
9 | N198 | 1.672 | 0
10 | N198 | 1.76 | 0
11 | N198 | 1.76 | 0
12 | N198 | 1.672 | 0
13 | N198 | 1.584 | 0
14 | N198 | 1.584 | 0
15 | N198 | 1.496 | 0
16 | N198 | 1.408 | 0
17 | N198 | 1.32 | 0
18 | N198 | 1.056 | 0
19 | N198 | 0.88 | 0
20 | N198 | 0.704 | 0
21 | N198 | 0.616 | 0
22 | N198 | 0.528 | 0
23 | N198 | 0.528 | 0
24 | N198 | 0.528 | 0
1 | N199 | 0.6055 | 0.48279
2 | N199 | 0.6055 | 0.66185
3 | N199 | 0.519 | 0.67502
4 | N199 | 0.519 | 0.68258
5 | N199 | 0.519 | 0.57949
6 | N199 | 0.7785 | 0.55131
7 | N199 | 1.1245 | 0.70957
8 | N199 | 1.384 | 0.78482
9 | N199 | 1.557 | 0.85674
10 | N199 | 1.6435 | 1.0222
11 | N199 | 1.6435 | 1.0502
12 | N199 | 1.557 | 1.038
13 | N199 | 1.4705 | 1.0757
14 | N199 | 1.4705 | 0.97751
15 | N199 | 1.384 | 0.98836
16 | N199 | 1.2975 | 1.0023
17 | N199 | 1.211 | 0.88133
18 | N199 | 0.9515 | 0.82475
19 | N199 | 0.7785 | 0.67582
20 | N199 | 0.6055 | 0.57625
21 | N199 | 0.519 | 0.71995
22 | N199 | 0.519 | 0.68605
23 | N199 | 0.519 | 0.7329
24 | N199 | 0.519 | 0.45264
1 | N200 | 0 | 0
2 | N200 | 0 | 0
3 | N200 | 0 | 0
4 | N200 | 0 | 0
5 | N200 | 0 | 0
6 | N200 | 0 | 0
7 | N200 | 0 | 0
8 | N200 | 0 | 0
9 | N200 | 0 | 0
10 | N200 | 0 | 0
11 | N200 | 0 | 0
12 | N200 | 0 | 0
13 | N200 | 0 | 0
14 | N200 | 0 | 0
15 | N200 | 0 | 0
16 | N200 | 0 | 0
17 | N200 | 0 | 0
18 | N200 | 0 | 0
19 | N200 | 0 | 0
20 | N200 | 0 | 0
21 | N200 | 0 | 0
22 | N200 | 0 | 0
23 | N200 | 0 | 0
24 | N200 | 0 | 0
1 | N201 | 0.84 | 0
2 | N201 | 0.84 | 0
3 | N201 | 0.7875 | 0
4 | N201 | 0.7875 | 0
5 | N201 | 0.7875 | 0
6 | N201 | 0.525 | 0
7 | N201 | 0.4725 | 0
8 | N201 | 0.42 | 0
9 | N201 | 0.42 | 0
10 | N201 | 0.42 | 0
11 | N201 | 0.4725 | 0
12 | N201 | 0.4725 | 0
13 | N201 | 0.525 | 0
14 | N201 | 0.525 | 0
15 | N201 | 0.525 | 0
16 | N201 | 0.525 | 0
17 | N201 | 0.63 | 0
18 | N201 | 0.735 | 0
19 | N201 | 0.84 | 0
20 | N201 | 0.8925 | 0
21 | N201 | 0.945 | 0
22 | N201 | 0.945 | 0
23 | N201 | 0.8925 | 0
24 | N201 | 0.84 | 0
1 | N202 | 0.772 | 0
2 | N202 | 0.772 | 0
3 | N202 | 0.6755 | 0
4 | N202 | 0.6755 | 0
5 | N202 | 0.6755 | 0
6 | N202 | 0.965 | 0
7 | N202 | 1.351 | 0
8 | N202 | 1.6405 | 0
9 | N202 | 1.8335 | 0
10 | N202 | 1.93 | 0
11 | N202 | 1.93 | 0
12 | N202 | 1.8335 | 0
13 | N202 | 1.737 | 0
14 | N202 | 1.737 | 0
15 | N202 | 1.6405 | 0
16 | N202 | 1.544 | 0
17 | N202 | 1.4475 | 0
18 | N202 | 1.158 | 0
19 | N202 | 0.965 | 0
20 | N202 | 0.772 | 0
21 | N202 | 0.6755 | 0
22 | N202 | 0.579 | 0
23 | N202 | 0.579 | 0
24 | N202 | 0.579 | 0
1 | N203 | 0.861 | 0.2309
2 | N203 | 0.861 | 0.31654
3 | N203 | 0.738 | 0.32284
4 | N203 | 0.738 | 0.32645
5 | N203 | 0.738 | 0.27714
6 | N203 | 1.107 | 0.26367
7 | N203 | 1.599 | 0.33936
8 | N203 | 1.968 | 0.37535
9 | N203 | 2.214 | 0.40974
10 | N203 | 2.337 | 0.48888
11 | N203 | 2.337 | 0.50225
12 | N203 | 2.214 | 0.49643
13 | N203 | 2.091 | 0.51447
14 | N203 | 2.091 | 0.4675
15 | N203 | 1.968 | 0.47269
16 | N203 | 1.845 | 0.47936
17 | N203 | 1.722 | 0.4215
18 | N203 | 1.353 | 0.39445
19 | N203 | 1.107 | 0.32322
20 | N203 | 0.861 | 0.2756
21 | N203 | 0.738 | 0.34432
22 | N203 | 0.738 | 0.32811
23 | N203 | 0.738 | 0.35052
24 | N203 | 0.738 | 0.21648
1 | N204 | 1.818 | 0
2 | N204 | 1.818 | 0
3 | N204 | 1.717 | 0
4 | N204 | 1.717 | 0
5 | N204 | 1.717 | 0
6 | N204 | 1.01 | 0
7 | N204 | 0.808 | 0
8 | N204 | 0.707 | 0
9 | N204 | 0.606 | 0
10 | N204 | 0.606 | 0
11 | N204 | 0.707 | 0
12 | N204 | 0.808 | 0
13 | N204 | 0.808 | 0
14 | N204 | 0.808 | 0
15 | N204 | 0.808 | 0
16 | N204 | 0.707 | 0
17 | N204 | 0.707 | 0
18 | N204 | 1.01 | 0
19 | N204 | 1.414 | 0
20 | N204 | 1.717 | 0
21 | N204 | 1.919 | 0
22 | N204 | 2.02 | 0
23 | N204 | 2.02 | 0
24 | N204 | 1.919 | 0
1 | N205 | 2.4 | 0
2 | N205 | 2.4 | 0
3 | N205 | 2.25 | 0
4 | N205 | 2.25 | 0
5 | N205 | 2.25 | 0
6 | N205 | 1.5 | 0
7 | N205 | 1.35 | 0
8 | N205 | 1.2 | 0
9 | N205 | 1.2 | 0
10 | N205 | 1.2 | 0
11 | N205 | 1.35 | 0
12 | N205 | 1.35 | 0
13 | N205 | 1.5 | 0
14 | N205 | 1.5 | 0
15 | N205 | 1.5 | 0
16 | N205 | 1.5 | 0
17 | N205 | 1.8 | 0
18 | N205 | 2.1 | 0
19 | N205 | 2.4 | 0
20 | N205 | 2.55 | 0
21 | N205 | 2.7 | 0
22 | N205 | 2.7 | 0
23 | N205 | 2.55 | 0
24 | N205 | 2.4 | 0
1 | N206 | 0.688 | 0
2 | N206 | 0.688 | 0
3 | N206 | 0.602 | 0
4 | N206 | 0.602 | 0
5 | N206 | 0.602 | 0
6 | N206 | 0.86 | 0
7 | N206 | 1.204 | 0
8 | N206 | 1.462 | 0
9 | N206 | 1.634 | 0
10 | N206 | 1.72 | 0
11 | N206 | 1.72 | 0
12 | N206 | 1.634 | 0
13 | N206 | 1.548 | 0
14 | N206 | 1.548 | 0
15 | N206 | 1.462 | 0
16 | N206 | 1.376 | 0
17 | N206 | 1.29 | 0
18 | N206 | 1.032 | 0
19 | N206 | 0.86 | 0
20 | N206 | 0.688 | 0
21 | N206 | 0.602 | 0
22 | N206 | 0.516 | 0
23 | N206 | 0.516 | 0
24 | N206 | 0.516 | 0
1 | N207 | 0.721 | 0.0388
2 | N207 | 0.721 | 0.0582
3 | N207 | 0.618 | 0.0776
4 | N207 | 0.618 | 0.0776
5 | N207 | 0.618 | 0.097
6 | N207 | 0.927 | 0.194
7 | N207 | 1.339 | 0.582
8 | N207 | 1.648 | 0.97
9 | N207 | 1.854 | 1.358
10 | N207 | 1.957 | 1.746
11 | N207 | 1.957 | 1.94
12 | N207 | 1.854 | 1.94
13 | N207 | 1.751 | 1.94
14 | N207 | 1.751 | 1.843
15 | N207 | 1.648 | 1.746
16 | N207 | 1.545 | 1.552
17 | N207 | 1.442 | 1.164
18 | N207 | 1.133 | 0.776
19 | N207 | 0.927 | 0.388
20 | N207 | 0.721 | 0.0776
21 | N207 | 0.618 | 0.0582
22 | N207 | 0.618 | 0.0388
23 | N207 | 0.618 | 0.0388
24 | N207 | 0.618 | 0.0194
1 | N208 | 0 | 0
2 | N208 | 0 | 0
3 | N208 | 0 | 0
4 | N208 | 0 | 0
5 | N208 | 0 | 0
6 | N208 | 0 | 0
7 | N208 | 0 | 0
8 | N208 | 0 | 0
9 | N208 | 0 | 0
10 | N208 | 0 | 0
11 | N208 | 0 | 0
12 | N208 | 0 | 0
13 | N208 | 0 | 0
14 | N208 | 0 | 0
15 | N208 | 0 | 0
16 | N208 | 0 | 0
17 | N208 | 0 | 0
18 | N208 | 0 | 0
19 | N208 | 0 | 0
20 | N208 | 0 | 0
21 | N208 | 0 | 0
22 | N208 | 0 | 0
23 | N208 | 0 | 0
24 | N208 | 0 | 0
1 | N209 | 0.576 | 0
2 | N209 | 0.576 | 0
3 | N209 | 0.504 | 0
4 | N209 | 0.504 | 0
5 | N209 | 0.504 | 0
6 | N209 | 0.72 | 0
7 | N209 | 1.008 | 0
8 | N209 | 1.224 | 0
9 | N209 | 1.368 | 0
10 | N209 | 1.44 | 0
11 | N209 | 1.44 | 0
12 | N209 | 1.368 | 0
13 | N209 | 1.296 | 0
14 | N209 | 1.296 | 0
15 | N209 | 1.224 | 0
16 | N209 | 1.152 | 0
17 | N209 | 1.08 | 0
18 | N209 | 0.864 | 0
19 | N209 | 0.72 | 0
20 | N209 | 0.576 | 0
21 | N209 | 0.504 | 0
22 | N209 | 0.432 | 0
23 | N209 | 0.432 | 0
24 | N209 | 0.432 | 0
1 | N210 | 0.63 | 0
2 | N210 | 0.63 | 0
3 | N210 | 0.54 | 0
4 | N210 | 0.54 | 0
5 | N210 | 0.54 | 0
6 | N210 | 0.81 | 0
7 | N210 | 1.17 | 0
8 | N210 | 1.44 | 0
9 | N210 | 1.62 | 0
10 | N210 | 1.71 | 0
11 | N210 | 1.71 | 0
12 | N210 | 1.62 | 0
13 | N210 | 1.53 | 0
14 | N210 | 1.53 | 0
15 | N210 | 1.44 | 0
16 | N210 | 1.35 | 0
17 | N210 | 1.26 | 0
18 | N210 | 0.99 | 0
19 | N210 | 0.81 | 0
20 | N210 | 0.63 | 0
21 | N210 | 0.54 | 0
22 | N210 | 0.54 | 0
23 | N210 | 0.54 | 0
24 | N210 | 0.54 | 0
1 | N211 | 1.503 | 0
2 | N211 | 1.503 | 0
3 | N211 | 1.4195 | 0
4 | N211 | 1.4195 | 0
5 | N211 | 1.4195 | 0
6 | N211 | 0.835 | 0
7 | N211 | 0.668 | 0
8 | N211 | 0.5845 | 0
9 | N211 | 0.501 | 0
10 | N211 | 0.501 | 0
11 | N211 | 0.5845 | 0
12 | N211 | 0.668 | 0
13 | N211 | 0.668 | 0
14 | N211 | 0.668 | 0
15 | N211 | 0.668 | 0
16 | N211 | 0.5845 | 0
17 | N211 | 0.5845 | 0
18 | N211 | 0.835 | 0
19 | N211 | 1.169 | 0
20 | N211 | 1.4195 | 0
21 | N211 | 1.5865 | 0
22 | N211 | 1.67 | 0
23 | N211 | 1.67 | 0
24 | N211 | 1.5865 | 0
1 | N212 | 1.56 | 0
2 | N212 | 1.56 | 0
3 | N212 | 1.4625 | 0
4 | N212 | 1.4625 | 0
5 | N212 | 1.4625 | 0
6 | N212 | 0.975 | 0
7 | N212 | 0.8775 | 0
8 | N212 | 0.78 | 0
9 | N212 | 0.78 | 0
10 | N212 | 0.78 | 0
11 | N212 | 0.8775 | 0
12 | N212 | 0.8775 | 0
13 | N212 | 0.975 | 0
14 | N212 | 0.975 | 0
15 | N212 | 0.975 | 0
16 | N212 | 0.975 | 0
17 | N212 | 1.17 | 0
18 | N212 | 1.365 | 0
19 | N212 | 1.56 | 0
20 | N212 | 1.6575 | 0
21 | N212 | 1.755 | 0
22 | N212 | 1.755 | 0
23 | N212 | 1.6575 | 0
24 | N212 | 1.56 | 0
1 | N213 | 0.796 | 0
2 | N213 | 0.796 | 0
3 | N213 | 0.6965 | 0
4 | N213 | 0.6965 | 0
5 | N213 | 0.6965 | 0
6 | N213 | 0.995 | 0
7 | N213 | 1.393 | 0
8 | N213 | 1.6915 | 0
9 | N213 | 1.8905 | 0
10 | N213 | 1.99 | 0
11 | N213 | 1.99 | 0
12 | N213 | 1.8905 | 0
13 | N213 | 1.791 | 0
14 | N213 | 1.791 | 0
15 | N213 | 1.6915 | 0
16 | N213 | 1.592 | 0
17 | N213 | 1.4925 | 0
18 | N213 | 1.194 | 0
19 | N213 | 0.995 | 0
20 | N213 | 0.796 | 0
21 | N213 | 0.6965 | 0
22 | N213 | 0.597 | 0
23 | N213 | 0.597 | 0
24 | N213 | 0.597 | 0
1 | N214 | 1.0115 | 0.026
2 | N214 | 1.0115 | 0.039
3 | N214 | 0.867 | 0.052
4 | N214 | 0.867 | 0.052
5 | N214 | 0.867 | 0.065
6 | N214 | 1.3005 | 0.13
7 | N214 | 1.8785 | 0.39
8 | N214 | 2.312 | 0.65
9 | N214 | 2.601 | 0.91
10 | N214 | 2.7455 | 1.17
11 | N214 | 2.7455 | 1.3
12 | N214 | 2.601 | 1.3
13 | N214 | 2.4565 | 1.3
14 | N214 | 2.4565 | 1.235
15 | N214 | 2.312 | 1.17
16 | N214 | 2.1675 | 1.04
17 | N214 | 2.023 | 0.78
18 | N214 | 1.5895 | 0.52
19 | N214 | 1.3005 | 0.26
20 | N214 | 1.0115 | 0.052
21 | N214 | 0.867 | 0.039
22 | N214 | 0.867 | 0.026
23 | N214 | 0.867 | 0.026
24 | N214 | 0.867 | 0.013
1 | N215 | 0 | 0
2 | N215 | 0 | 0
3 | N215 | 0 | 0
4 | N215 | 0 | 0
5 | N215 | 0 | 0
6 | N215 | 0 | 0
7 | N215 | 0 | 0
8 | N215 | 0 | 0
9 | N215 | 0 | 0
10 | N215 | 0 | 0
11 | N215 | 0 | 0
12 | N215 | 0 | 0
13 | N215 | 0 | 0
14 | N215 | 0 | 0
15 | N215 | 0 | 0
16 | N215 | 0 | 0
17 | N215 | 0 | 0
18 | N215 | 0 | 0
19 | N215 | 0 | 0
20 | N215 | 0 | 0
21 | N215 | 0 | 0
22 | N215 | 0 | 0
23 | N215 | 0 | 0
24 | N215 | 0 | 0
1 | N216 | 1.989 | 0
2 | N216 | 1.989 | 0
3 | N216 | 1.8785 | 0
4 | N216 | 1.8785 | 0
5 | N216 | 1.8785 | 0
6 | N216 | 1.105 | 0
7 | N216 | 0.884 | 0
8 | N216 | 0.7735 | 0
9 | N216 | 0.663 | 0
10 | N216 | 0.663 | 0
11 | N216 | 0.7735 | 0
12 | N216 | 0.884 | 0
13 | N216 | 0.884 | 0
14 | N216 | 0.884 | 0
15 | N216 | 0.884 | 0
16 | N216 | 0.7735 | 0
17 | N216 | 0.7735 | 0
18 | N216 | 1.105 | 0
19 | N216 | 1.547 | 0
20 | N216 | 1.8785 | 0
21 | N216 | 2.0995 | 0
22 | N216 | 2.21 | 0
23 | N216 | 2.21 | 0
24 | N216 | 2.0995 | 0
1 | N217 | 2.48 | 0
2 | N217 | 2.48 | 0
3 | N217 | 2.325 | 0
4 | N217 | 2.325 | 0
5 | N217 | 2.325 | 0
6 | N217 | 1.55 | 0
7 | N217 | 1.395 | 0
8 | N217 | 1.24 | 0
9 | N217 | 1.24 | 0
10 | N217 | 1.24 | 0
11 | N217 | 1.395 | 0
12 | N217 | 1.395 | 0
13 | N217 | 1.55 | 0
14 | N217 | 1.55 | 0
15 | N217 | 1.55 | 0
16 | N217 | 1.55 | 0
17 | N217 | 1.86 | 0
18 | N217 | 2.17 | 0
19 | N217 | 2.48 | 0
20 | N217 | 2.635 | 0
21 | N217 | 2.79 | 0
22 | N217 | 2.79 | 0
23 | N217 | 2.635 | 0
24 | N217 | 2.48 | 0
1 | N218 | 0.528 | 0
2 | N218 | 0.528 | 0
3 | N218 | 0.462 | 0
4 | N218 | 0.462 | 0
5 | N218 | 0.462 | 0
6 | N218 | 0.66 | 0
7 | N218 | 0.924 | 0
8 | N218 | 1.122 | 0
9 | N218 | 1.254 | 0
10 | N218 | 1.32 | 0
11 | N218 | 1.32 | 0
12 | N218 | 1.254 | 0
13 | N218 | 1.188 | 0
14 | N218 | 1.188 | 0
15 | N218 | 1.122 | 0
16 | N218 | 1.056 | 0
17 | N218 | 0.99 | 0
18 | N218 | 0.792 | 0
19 | N218 | 0.66 | 0
20 | N218 | 0.528 | 0
21 | N218 | 0.462 | 0
22 | N218 | 0.396 | 0
23 | N218 | 0.396 | 0
24 | N218 | 0.396 | 0
1 | N219 | 0.301 | 0
2 | N219 | 0.301 | 0
3 | N219 | 0.258 | 0
4 | N219 | 0.258 | 0
5 | N219 | 0.258 | 0
6 | N219 | 0.387 | 0
7 | N219 | 0.559 | 0
8 | N219 | 0.688 | 0
9 | N219 | 0.774 | 0
10 | N219 | 0.817 | 0
11 | N219 | 0.817 | 0
12 | N219 | 0.774 | 0
13 | N219 | 0.731 | 0
14 | N219 | 0.731 | 0
15 | N219 | 0.688 | 0
16 | N219 | 0.645 | 0
17 | N219 | 0.602 | 0
18 | N219 | 0.473 | 0
19 | N219 | 0.387 | 0
20 | N219 | 0.301 | 0
21 | N219 | 0.258 | 0
22 | N219 | 0.258 | 0
23 | N219 | 0.258 | 0
24 | N219 | 0.258 | 0
1 | N220 | 0.531 | 1.6177
2 | N220 | 0.531 | 2.2097
3 | N220 | 0.5015 | 2.2247
4 | N220 | 0.5015 | 2.251
5 | N220 | 0.5015 | 1.8616
6 | N220 | 0.295 | 1.6096
7 | N220 | 0.236 | 1.5441
8 | N220 | 0.2065 | 1.1898
9 | N220 | 0.177 | 0.82395
10 | N220 | 0.177 | 0.78346
11 | N220 | 0.2065 | 0.57271
12 | N220 | 0.236 | 0.53042
13 | N220 | 0.236 | 0.66159
14 | N220 | 0.236 | 0.47403
15 | N220 | 0.236 | 0.66576
16 | N220 | 0.2065 | 1.0223
17 | N220 | 0.2065 | 1.2175
18 | N220 | 0.295 | 1.6367
19 | N220 | 0.413 | 1.7347
20 | N220 | 0.5015 | 1.8812
21 | N220 | 0.5605 | 2.4118
22 | N220 | 0.59 | 2.3247
23 | N220 | 0.59 | 2.4876
24 | N220 | 0.5605 | 1.5436
1 | N221 | 0 | 0
2 | N221 | 0 | 0
3 | N221 | 0 | 0
4 | N221 | 0 | 0
5 | N221 | 0 | 0
6 | N221 | 0 | 0
7 | N221 | 0 | 0
8 | N221 | 0 | 0
9 | N221 | 0 | 0
10 | N221 | 0 | 0
11 | N221 | 0 | 0
12 | N221 | 0 | 0
13 | N221 | 0 | 0
14 | N221 | 0 | 0
15 | N221 | 0 | 0
16 | N221 | 0 | 0
17 | N221 | 0 | 0
18 | N221 | 0 | 0
19 | N221 | 0 | 0
20 | N221 | 0 | 0
21 | N221 | 0 | 0
22 | N221 | 0 | 0
23 | N221 | 0 | 0
24 | N221 | 0 | 0
1 | N222 | 1.096 | 0
2 | N222 | 1.096 | 0
3 | N222 | 1.0275 | 0
4 | N222 | 1.0275 | 0
5 | N222 | 1.0275 | 0
6 | N222 | 0.685 | 0
7 | N222 | 0.6165 | 0
8 | N222 | 0.548 | 0
9 | N222 | 0.548 | 0
10 | N222 | 0.548 | 0
11 | N222 | 0.6165 | 0
12 | N222 | 0.6165 | 0
13 | N222 | 0.685 | 0
14 | N222 | 0.685 | 0
15 | N222 | 0.685 | 0
16 | N222 | 0.685 | 0
17 | N222 | 0.822 | 0
18 | N222 | 0.959 | 0
19 | N222 | 1.096 | 0
20 | N222 | 1.1645 | 0
21 | N222 | 1.233 | 0
22 | N222 | 1.233 | 0
23 | N222 | 1.1645 | 0
24 | N222 | 1.096 | 0
1 | N223 | 0.856 | 0
2 | N223 | 0.856 | 0
3 | N223 | 0.749 | 0
4 | N223 | 0.749 | 0
5 | N223 | 0.749 | 0
6 | N223 | 1.07 | 0
7 | N223 | 1.498 | 0
8 | N223 | 1.819 | 0
9 | N223 | 2.033 | 0
10 | N223 | 2.14 | 0
11 | N223 | 2.14 | 0
12 | N223 | 2.033 | 0
13 | N223 | 1.926 | 0
14 | N223 | 1.926 | 0
15 | N223 | 1.819 | 0
16 | N223 | 1.712 | 0
17 | N223 | 1.605 | 0
18 | N223 | 1.284 | 0
19 | N223 | 1.07 | 0
20 | N223 | 0.856 | 0
21 | N223 | 0.749 | 0
22 | N223 | 0.642 | 0
23 | N223 | 0.642 | 0
24 | N223 | 0.642 | 0
1 | N224 | 0.497 | 0.0358
2 | N224 | 0.497 | 0.0537
3 | N224 | 0.426 | 0.0716
4 | N224 | 0.426 | 0.0716
5 | N224 | 0.426 | 0.0895
6 | N224 | 0.639 | 0.179
7 | N224 | 0.923 | 0.537
8 | N224 | 1.136 | 0.895
9 | N224 | 1.278 | 1.253
10 | N224 | 1.349 | 1.611
11 | N224 | 1.349 | 1.79
12 | N224 | 1.278 | 1.79
13 | N224 | 1.207 | 1.79
14 | N224 | 1.207 | 1.7005
15 | N224 | 1.136 | 1.611
16 | N224 | 1.065 | 1.432
17 | N224 | 0.994 | 1.074
18 | N224 | 0.781 | 0.716
19 | N224 | 0.639 | 0.358
20 | N224 | 0.497 | 0.0716
21 | N224 | 0.426 | 0.0537
22 | N224 | 0.426 | 0.0358
23 | N224 | 0.426 | 0.0358
24 | N224 | 0.426 | 0.0179
1 | N225 | 2.637 | 0
2 | N225 | 2.637 | 0
3 | N225 | 2.4905 | 0
4 | N225 | 2.4905 | 0
5 | N225 | 2.4905 | 0
6 | N225 | 1.465 | 0
7 | N225 | 1.172 | 0
8 | N225 | 1.0255 | 0
9 | N225 | 0.879 | 0
10 | N225 | 0.879 | 0
11 | N225 | 1.0255 | 0
12 | N225 | 1.172 | 0
13 | N225 | 1.172 | 0
14 | N225 | 1.172 | 0
15 | N225 | 1.172 | 0
16 | N225 | 1.0255 | 0
17 | N225 | 1.0255 | 0
18 | N225 | 1.465 | 0
19 | N225 | 2.051 | 0
20 | N225 | 2.4905 | 0
21 | N225 | 2.7835 | 0
22 | N225 | 2.93 | 0
23 | N225 | 2.93 | 0
24 | N225 | 2.7835 | 0
1 | N226 | 0.68 | 0
2 | N226 | 0.68 | 0
3 | N226 | 0.6375 | 0
4 | N226 | 0.6375 | 0
5 | N226 | 0.6375 | 0
6 | N226 | 0.425 | 0
7 | N226 | 0.3825 | 0
8 | N226 | 0.34 | 0
9 | N226 | 0.34 | 0
10 | N226 | 0.34 | 0
11 | N226 | 0.3825 | 0
12 | N226 | 0.3825 | 0
13 | N226 | 0.425 | 0
14 | N226 | 0.425 | 0
15 | N226 | 0.425 | 0
16 | N226 | 0.425 | 0
17 | N226 | 0.51 | 0
18 | N226 | 0.595 | 0
19 | N226 | 0.68 | 0
20 | N226 | 0.7225 | 0
21 | N226 | 0.765 | 0
22 | N226 | 0.765 | 0
23 | N226 | 0.7225 | 0
24 | N226 | 0.68 | 0
1 | N227 | 1.064 | 0
2 | N227 | 1.064 | 0
3 | N227 | 0.931 | 0
4 | N227 | 0.931 | 0
5 | N227 | 0.931 | 0
6 | N227 | 1.33 | 0
7 | N227 | 1.862 | 0
8 | N227 | 2.261 | 0
9 | N227 | 2.527 | 0
10 | N227 | 2.66 | 0
11 | N227 | 2.66 | 0
12 | N227 | 2.527 | 0
13 | N227 | 2.394 | 0
14 | N227 | 2.394 | 0
15 | N227 | 2.261 | 0
16 | N227 | 2.128 | 0
17 | N227 | 1.995 | 0
18 | N227 | 1.596 | 0
19 | N227 | 1.33 | 0
20 | N227 | 1.064 | 0
21 | N227 | 0.931 | 0
22 | N227 | 0.798 | 0
23 | N227 | 0.798 | 0
24 | N227 | 0.798 | 0
1 | N228 | 0.3535 | 0
2 | N228 | 0.3535 | 0
3 | N228 | 0.303 | 0
4 | N228 | 0.303 | 0
5 | N228 | 0.303 | 0
6 | N228 | 0.4545 | 0
7 | N228 | 0.6565 | 0
8 | N228 | 0.808 | 0
9 | N228 | 0.909 | 0
10 | N228 | 0.9595 | 0
11 | N228 | 0.9595 | 0
12 | N228 | 0.909 | 0
13 | N228 | 0.8585 | 0
14 | N228 | 0.8585 | 0
15 | N228 | 0.808 | 0
16 | N228 | 0.7575 | 0
17 | N228 | 0.707 | 0
18 | N228 | 0.5555 | 0
19 | N228 | 0.4545 | 0
20 | N228 | 0.3535 | 0
21 | N228 | 0.303 | 0
22 | N228 | 0.303 | 0
23 | N228 | 0.303 | 0
24 | N228 | 0.303 | 0
1 | N229 | 1.71 | 0.27288
2 | N229 | 1.71 | 0.37409
3 | N229 | 1.615 | 0.38154
4 | N229 | 1.615 | 0.38581
5 | N229 | 1.615 | 0.32754
6 | N229 | 0.95 | 0.31161
7 | N229 | 0.76 | 0.40106
8 | N229 | 0.665 | 0.44359
9 | N229 | 0.57 | 0.48424
10 | N229 | 0.57 | 0.57776
11 | N229 | 0.665 | 0.59357
12 | N229 | 0.76 | 0.58669
13 | N229 | 0.76 | 0.60801
14 | N229 | 0.76 | 0.55251
15 | N229 | 0.76 | 0.55864
16 | N229 | 0.665 | 0.56652
17 | N229 | 0.665 | 0.49814
18 | N229 | 0.95 | 0.46616
19 | N229 | 1.33 | 0.38199
20 | N229 | 1.615 | 0.32571
21 | N229 | 1.805 | 0.40693
22 | N229 | 1.9 | 0.38777
23 | N229 | 1.9 | 0.41425
24 | N229 | 1.805 | 0.25584
1 | N230 | 0 | 0
2 | N230 | 0 | 0
3 | N230 | 0 | 0
4 | N230 | 0 | 0
5 | N230 | 0 | 0
6 | N230 | 0 | 0
7 | N230 | 0 | 0
8 | N230 | 0 | 0
9 | N230 | 0 | 0
10 | N230 | 0 | 0
11 | N230 | 0 | 0
12 | N230 | 0 | 0
13 | N230 | 0 | 0
14 | N230 | 0 | 0
15 | N230 | 0 | 0
16 | N230 | 0 | 0
17 | N230 | 0 | 0
18 | N230 | 0 | 0
19 | N230 | 0 | 0
20 | N230 | 0 | 0
21 | N230 | 0 | 0
22 | N230 | 0 | 0
23 | N230 | 0 | 0
24 | N230 | 0 | 0
1 | N231 | 0.38 | 0
2 | N231 | 0.38 | 0
3 | N231 | 0.3325 | 0
4 | N231 | 0.3325 | 0
5 | N231 | 0.3325 | 0
6 | N231 | 0.475 | 0
7 | N231 | 0.665 | 0
8 | N231 | 0.8075 | 0
9 | N231 | 0.9025 | 0
10 | N231 | 0.95 | 0
11 | N231 | 0.95 | 0
12 | N231 | 0.9025 | 0
13 | N231 | 0.855 | 0
14 | N231 | 0.855 | 0
15 | N231 | 0.8075 | 0
16 | N231 | 0.76 | 0
17 | N231 | 0.7125 | 0
18 | N231 | 0.57 | 0
19 | N231 | 0.475 | 0
20 | N231 | 0.38 | 0
21 | N231 | 0.3325 | 0
22 | N231 | 0.285 | 0
23 | N231 | 0.285 | 0
24 | N231 | 0.285 | 0
1 | N232 | 0.3255 | 0
2 | N232 | 0.3255 | 0
3 | N232 | 0.279 | 0
4 | N232 | 0.279 | 0
5 | N232 | 0.279 | 0
6 | N232 | 0.4185 | 0
7 | N232 | 0.6045 | 0
8 | N232 | 0.744 | 0
9 | N232 | 0.837 | 0
10 | N232 | 0.8835 | 0
11 | N232 | 0.8835 | 0
12 | N232 | 0.837 | 0
13 | N232 | 0.7905 | 0
14 | N232 | 0.7905 | 0
15 | N232 | 0.744 | 0
16 | N232 | 0.6975 | 0
17 | N232 | 0.651 | 0
18 | N232 | 0.5115 | 0
19 | N232 | 0.4185 | 0
20 | N232 | 0.3255 | 0
21 | N232 | 0.279 | 0
22 | N232 | 0.279 | 0
23 | N232 | 0.279 | 0
24 | N232 | 0.279 | 0
1 | N233 | 1.377 | 0
2 | N233 | 1.377 | 0
3 | N233 | 1.3005 | 0
4 | N233 | 1.3005 | 0
5 | N233 | 1.3005 | 0
6 | N233 | 0.765 | 0
7 | N233 | 0.612 | 0
8 | N233 | 0.5355 | 0
9 | N233 | 0.459 | 0
10 | N233 | 0.459 | 0
11 | N233 | 0.5355 | 0
12 | N233 | 0.612 | 0
13 | N233 | 0.612 | 0
14 | N233 | 0.612 | 0
15 | N233 | 0.612 | 0
16 | N233 | 0.5355 | 0
17 | N233 | 0.5355 | 0
18 | N233 | 0.765 | 0
19 | N233 | 1.071 | 0
20 | N233 | 1.3005 | 0
21 | N233 | 1.4535 | 0
22 | N233 | 1.53 | 0
23 | N233 | 1.53 | 0
24 | N233 | 1.4535 | 0
1 | N234 | 0.888 | 0
2 | N234 | 0.888 | 0
3 | N234 | 0.8325 | 0
4 | N234 | 0.8325 | 0
5 | N234 | 0.8325 | 0
6 | N234 | 0.555 | 0
7 | N234 | 0.4995 | 0
8 | N234 | 0.444 | 0
9 | N234 | 0.444 | 0
10 | N234 | 0.444 | 0
11 | N234 | 0.4995 | 0
12 | N234 | 0.4995 | 0
13 | N234 | 0.555 | 0
14 | N234 | 0.555 | 0
15 | N234 | 0.555 | 0
16 | N234 | 0.555 | 0
17 | N234 | 0.666 | 0
18 | N234 | 0.777 | 0
19 | N234 | 0.888 | 0
20 | N234 | 0.9435 | 0
21 | N234 | 0.999 | 0
22 | N234 | 0.999 | 0
23 | N234 | 0.9435 | 0
24 | N234 | 0.888 | 0
1 | N235 | 0.356 | 0
2 | N235 | 0.356 | 0
3 | N235 | 0.3115 | 0
4 | N235 | 0.3115 | 0
5 | N235 | 0.3115 | 0
6 | N235 | 0.445 | 0
7 | N235 | 0.623 | 0
8 | N235 | 0.7565 | 0
9 | N235 | 0.8455 | 0
10 | N235 | 0.89 | 0
11 | N235 | 0.89 | 0
12 | N235 | 0.8455 | 0
13 | N235 | 0.801 | 0
14 | N235 | 0.801 | 0
15 | N235 | 0.7565 | 0
16 | N235 | 0.712 | 0
17 | N235 | 0.6675 | 0
18 | N235 | 0.534 | 0
19 | N235 | 0.445 | 0
20 | N235 | 0.356 | 0
21 | N235 | 0.3115 | 0
22 | N235 | 0.267 | 0
23 | N235 | 0.267 | 0
24 | N235 | 0.267 | 0
1 | N236 | 0.364 | 1.2582
2 | N236 | 0.364 | 1.7186
3 | N236 | 0.312 | 1.7303
4 | N236 | 0.312 | 1.7508
5 | N236 | 0.312 | 1.4479
6 | N236 | 0.468 | 1.2519
7 | N236 | 0.676 | 1.201
8 | N236 | 0.832 | 0.9254
9 | N236 | 0.936 | 0.64085
10 | N236 | 0.988 | 0.60936
11 | N236 | 0.988 | 0.44544
12 | N236 | 0.936 | 0.41255
13 | N236 | 0.884 | 0.51457
14 | N236 | 0.884 | 0.36869
15 | N236 | 0.832 | 0.51782
16 | N236 | 0.78 | 0.79509
17 | N236 | 0.728 | 0.94693
18 | N236 | 0.572 | 1.273
19 | N236 | 0.468 | 1.3492
20 | N236 | 0.364 | 1.4631
21 | N236 | 0.312 | 1.8758
22 | N236 | 0.312 | 1.8081
23 | N236 | 0.312 | 1.9348
24 | N236 | 0.312 | 1.2006

## Branches
branch_id | feeder_id | from_node | to_node | branch_type | length_km | r_ohm | x_ohm | capacity_mva | normally_closed | paper_line_id | parameter_source
B001 | F01 | S1 | N041 | source_connector | 0 | 0 | 0 | 5 | TRUE |  | public_test_system
B002 | F01 | N041 | N042 | internal | 1.3466 | 0.30035 | 0.63786 | 3 | TRUE |  | public_test_system
B003 | F01 | N042 | N043 | internal | 1.2002 | 0.35712 | 0.88303 | 3 | TRUE |  | public_test_system
B004 | F01 | N042 | N044 | internal | 1.3399 | 0.3355 | 0.71253 | 3 | TRUE |  | public_test_system
B005 | F01 | N043 | N045 | internal | 1.3861 | 0.38118 | 0.95601 | 3 | TRUE |  | public_test_system
B006 | F01 | N043 | N046 | internal | 0.6893 | 0.17293 | 0.40047 | 3 | TRUE |  | public_test_system
B007 | F01 | N044 | N047 | internal | 0.80413 | 0.23328 | 0.52414 | 3 | TRUE |  | public_test_system
B008 | F02 | S1 | N048 | source_connector | 0 | 0 | 0 | 5 | TRUE |  | public_test_system
B009 | F02 | N048 | N049 | internal | 0.70714 | 0.18674 | 0.42996 | 3 | TRUE |  | public_test_system
B010 | F02 | N049 | N050 | internal | 0.82719 | 0.24161 | 0.59202 | 3 | TRUE |  | public_test_system
B011 | F02 | N049 | N051 | internal | 0.9073 | 0.25662 | 0.5638 | 3 | TRUE |  | public_test_system
B012 | F02 | N050 | N052 | internal | 0.96066 | 0.25281 | 0.52716 | 3 | TRUE |  | public_test_system
B013 | F02 | N050 | N053 | internal | 1.639 | 0.39075 | 0.90199 | 3 | TRUE |  | public_test_system
B014 | F02 | N051 | N054 | internal | 0.68276 | 0.17708 | 0.41042 | 3 | TRUE |  | public_test_system
B015 | F02 | N052 | N055 | internal | 1.5665 | 0.41847 | 0.89059 | 3 | TRUE |  | public_test_system
B016 | F03 | S1 | N056 | source_connector | 0 | 0 | 0 | 5 | TRUE |  | public_test_system
B017 | F03 | N056 | N057 | internal | 1.3162 | 0.40721 | 0.92908 | 3 | TRUE |  | public_test_system
B018 | F03 | N057 | N058 | internal | 0.57138 | 0.13347 | 0.2895 | 3 | TRUE |  | public_test_system
B019 | F03 | N057 | N059 | internal | 0.92562 | 0.28235 | 0.5585 | 3 | TRUE |  | public_test_system
B020 | F03 | N058 | N060 | internal | 1.6861 | 0.42366 | 1.0122 | 3 | TRUE |  | public_test_system
B021 | F03 | N058 | N061 | internal | 1.5244 | 0.4066 | 0.89731 | 3 | TRUE |  | public_test_system
B022 | F04 | S1 | N001 | source_connector | 0 | 0 | 0 | 5 | TRUE |  | public_test_system
B023 | F04 | N001 | N002 | internal | 0.66 | 0.1716 | 0.429 | 3 | TRUE | 1 | paper_40_bus_case
B024 | F04 | N002 | N003 | internal | 0.86 | 0.2236 | 0.559 | 3 | TRUE | 2 | paper_40_bus_case
B025 | F04 | N002 | N004 | internal | 1.11 | 0.2886 | 0.7215 | 3 | TRUE | 3 | paper_40_bus_case
B026 | F04 | N002 | N005 | internal | 0.9 | 0.234 | 0.585 | 3 | TRUE | 4 | paper_40_bus_case
B027 | F04 | N005 | N006 | internal | 2.06 | 0.5356 | 1.339 | 3 | TRUE | 5 | paper_40_bus_case
B028 | F04 | N005 | N007 | internal | 1.45 | 0.377 | 0.9425 | 3 | TRUE | 6 | paper_40_bus_case
B029 | F04 | N005 | N008 | internal | 1.24 | 0.3224 | 0.806 | 3 | TRUE | 7 | paper_40_bus_case
B030 | F04 | N008 | N009 | internal | 0.81 | 0.2106 | 0.5265 | 3 | TRUE | 8 | paper_40_bus_case
B031 | F04 | N008 | N010 | internal | 1.55 | 0.403 | 1.0075 | 3 | TRUE | 9 | paper_40_bus_case
B032 | F04 | N008 | N011 | internal | 1 | 0.26 | 0.65 | 3 | TRUE | 10 | paper_40_bus_case
B033 | F05 | S1 | N062 | source_connector | 0 | 0 | 0 | 5 | TRUE |  | public_test_system
B034 | F05 | N062 | N063 | internal | 0.59635 | 0.14516 | 0.29018 | 3 | TRUE |  | public_test_system
B035 | F05 | N063 | N064 | internal | 1.244 | 0.2937 | 0.55827 | 3 | TRUE |  | public_test_system
B036 | F05 | N063 | N065 | internal | 1.541 | 0.39948 | 0.92047 | 3 | TRUE |  | public_test_system
B037 | F05 | N064 | N066 | internal | 1.4978 | 0.41804 | 1.0248 | 3 | TRUE |  | public_test_system
B038 | F05 | N064 | N067 | internal | 1.4993 | 0.39602 | 0.91416 | 3 | TRUE |  | public_test_system
B039 | F05 | N065 | N068 | internal | 1.0798 | 0.33174 | 0.73064 | 3 | TRUE |  | public_test_system
B040 | F05 | N066 | N069 | internal | 1.6093 | 0.46565 | 1.07 | 3 | TRUE |  | public_test_system
B041 | F05 | N066 | N070 | internal | 1.3375 | 0.35698 | 0.87862 | 3 | TRUE |  | public_test_system
B042 | F06 | S1 | N071 | source_connector | 0 | 0 | 0 | 5 | TRUE |  | public_test_system
B043 | F06 | N071 | N072 | internal | 1.2752 | 0.32379 | 0.81532 | 3 | TRUE |  | public_test_system
B044 | F06 | N072 | N073 | internal | 1.3505 | 0.3872 | 0.90244 | 3 | TRUE |  | public_test_system
B045 | F06 | N072 | N074 | internal | 1.3107 | 0.28915 | 0.58474 | 3 | TRUE |  | public_test_system
B046 | F06 | N073 | N075 | internal | 0.54169 | 0.13559 | 0.26076 | 3 | TRUE |  | public_test_system
B047 | F06 | N073 | N076 | internal | 1.3261 | 0.40834 | 0.89372 | 3 | TRUE |  | public_test_system
B048 | F06 | N074 | N077 | internal | 0.78333 | 0.21086 | 0.41049 | 3 | TRUE |  | public_test_system
B049 | F07 | S2 | N078 | source_connector | 0 | 0 | 0 | 5 | TRUE |  | public_test_system
B050 | F07 | N078 | N079 | internal | 1.6589 | 0.45118 | 1.0942 | 3 | TRUE |  | public_test_system
B051 | F07 | N079 | N080 | internal | 0.48466 | 0.11071 | 0.24788 | 3 | TRUE |  | public_test_system
B052 | F07 | N079 | N081 | internal | 0.83709 | 0.23163 | 0.46664 | 3 | TRUE |  | public_test_system
B053 | F07 | N080 | N082 | internal | 1.7184 | 0.42484 | 0.90164 | 3 | TRUE |  | public_test_system
B054 | F07 | N080 | N083 | internal | 0.62686 | 0.15767 | 0.34314 | 3 | TRUE |  | public_test_system
B055 | F07 | N081 | N084 | internal | 0.5841 | 0.16924 | 0.42345 | 3 | TRUE |  | public_test_system
B056 | F07 | N082 | N085 | internal | 1.6885 | 0.42544 | 1.0664 | 3 | TRUE |  | public_test_system
B057 | F08 | S2 | N086 | source_connector | 0 | 0 | 0 | 5 | TRUE |  | public_test_system
B058 | F08 | N086 | N087 | internal | 1.7167 | 0.52585 | 1.1944 | 3 | TRUE |  | public_test_system
B059 | F08 | N087 | N088 | internal | 1.3701 | 0.3253 | 0.8237 | 3 | TRUE |  | public_test_system
B060 | F08 | N087 | N089 | internal | 0.99547 | 0.22472 | 0.50727 | 3 | TRUE |  | public_test_system
B061 | F08 | N088 | N090 | internal | 1.1588 | 0.26022 | 0.59584 | 3 | TRUE |  | public_test_system
B062 | F08 | N088 | N091 | internal | 0.59749 | 0.14963 | 0.35803 | 3 | TRUE |  | public_test_system
B063 | F09 | S2 | N092 | source_connector | 0 | 0 | 0 | 5 | TRUE |  | public_test_system
B064 | F09 | N092 | N093 | internal | 1.438 | 0.36305 | 0.7427 | 3 | TRUE |  | public_test_system
B065 | F09 | N093 | N094 | internal | 1.1246 | 0.33138 | 0.63926 | 3 | TRUE |  | public_test_system
B066 | F09 | N093 | N095 | internal | 1.3809 | 0.38081 | 0.85211 | 3 | TRUE |  | public_test_system
B067 | F09 | N094 | N096 | internal | 0.8503 | 0.26274 | 0.63404 | 3 | TRUE |  | public_test_system
B068 | F09 | N094 | N097 | internal | 1.8171 | 0.42306 | 0.91846 | 3 | TRUE |  | public_test_system
B069 | F09 | N095 | N098 | internal | 0.49059 | 0.13624 | 0.26311 | 3 | TRUE |  | public_test_system
B070 | F09 | N096 | N099 | internal | 0.98079 | 0.24194 | 0.51278 | 3 | TRUE |  | public_test_system
B071 | F09 | N096 | N100 | internal | 1.6543 | 0.36416 | 0.91294 | 3 | TRUE |  | public_test_system
B072 | F09 | N098 | N101 | internal | 1.5566 | 0.34996 | 0.75504 | 3 | TRUE |  | public_test_system
B073 | F10 | S2 | N102 | source_connector | 0 | 0 | 0 | 5 | TRUE |  | public_test_system
B074 | F10 | N102 | N103 | internal | 0.64464 | 0.16225 | 0.33563 | 3 | TRUE |  | public_test_system
B075 | F10 | N103 | N104 | internal | 0.74397 | 0.22387 | 0.48427 | 3 | TRUE |  | public_test_system
B076 | F10 | N103 | N105 | internal | 1.599 | 0.39861 | 0.95592 | 3 | TRUE |  | public_test_system
B077 | F10 | N104 | N106 | internal | 1.1886 | 0.29518 | 0.70834 | 3 | TRUE |  | public_test_system
B078 | F10 | N104 | N107 | internal | 1.5714 | 0.43375 | 1.0573 | 3 | TRUE |  | public_test_system
B079 | F10 | N105 | N108 | internal | 1.1376 | 0.29102 | 0.73182 | 3 | TRUE |  | public_test_system
B080 | F11 | S2 | N012 | source_connector | 0 | 0 | 0 | 5 | TRUE |  | public_test_system
B081 | F11 | N012 | N013 | internal | 0.79 | 0.2054 | 0.5135 | 3 | TRUE | 11 | paper_40_bus_case
B082 | F11 | N013 | N014 | internal | 1.6 | 0.416 | 1.04 | 3 | TRUE | 12 | paper_40_bus_case
B083 | F11 | N013 | N015 | internal | 1.92 | 0.4992 | 1.248 | 3 | TRUE | 13 | paper_40_bus_case
B084 | F11 | N015 | N016 | internal | 2.08 | 0.5408 | 1.352 | 3 | TRUE | 14 | paper_40_bus_case
B085 | F11 | N016 | N017 | internal | 1.36 | 0.3536 | 0.884 | 3 | TRUE | 15 | paper_40_bus_case
B086 | F12 | S2 | N109 | source_connector | 0 | 0 | 0 | 5 | TRUE |  | public_test_system
B087 | F12 | N109 | N110 | internal | 1.0725 | 0.31603 | 0.62142 | 3 | TRUE |  | public_test_system
B088 | F12 | N110 | N111 | internal | 0.75087 | 0.21283 | 0.4297 | 3 | TRUE |  | public_test_system
B089 | F12 | N110 | N112 | internal | 0.73297 | 0.20471 | 0.4572 | 3 | TRUE |  | public_test_system
B090 | F12 | N111 | N113 | internal | 0.58346 | 0.17959 | 0.40408 | 3 | TRUE |  | public_test_system
B091 | F12 | N111 | N114 | internal | 1.0729 | 0.32949 | 0.81712 | 3 | TRUE |  | public_test_system
B092 | F12 | N112 | N115 | internal | 0.77225 | 0.22144 | 0.53803 | 3 | TRUE |  | public_test_system
B093 | F12 | N113 | N116 | internal | 1.1583 | 0.26435 | 0.58155 | 3 | TRUE |  | public_test_system
B094 | F12 | N113 | N117 | internal | 1.7016 | 0.45845 | 1.0196 | 3 | TRUE |  | public_test_system
B095 | F13 | S3 | N118 | source_connector | 0 | 0 | 0 | 5 | TRUE |  | public_test_system
B096 | F13 | N118 | N119 | internal | 1.4472 | 0.35361 | 0.6751 | 3 | TRUE |  | public_test_system
B097 | F13 | N119 | N120 | internal | 0.8972 | 0.19971 | 0.40198 | 3 | TRUE |  | public_test_system
B098 | F13 | N119 | N121 | internal | 0.6868 | 0.15236 | 0.35194 | 3 | TRUE |  | public_test_system
B099 | F13 | N120 | N122 | internal | 1.5498 | 0.38321 | 0.92314 | 3 | TRUE |  | public_test_system
B100 | F13 | N120 | N123 | internal | 0.80112 | 0.19742 | 0.37729 | 3 | TRUE |  | public_test_system
B101 | F13 | N121 | N124 | internal | 1.2328 | 0.35401 | 0.81355 | 3 | TRUE |  | public_test_system
B102 | F14 | S3 | N125 | source_connector | 0 | 0 | 0 | 5 | TRUE |  | public_test_system
B103 | F14 | N125 | N126 | internal | 1.7016 | 0.37597 | 0.89881 | 3 | TRUE |  | public_test_system
B104 | F14 | N126 | N127 | internal | 1.3427 | 0.36001 | 0.78324 | 3 | TRUE |  | public_test_system
B105 | F14 | N126 | N128 | internal | 0.85153 | 0.20292 | 0.40888 | 3 | TRUE |  | public_test_system
B106 | F14 | N127 | N129 | internal | 1.4117 | 0.39193 | 0.88486 | 3 | TRUE |  | public_test_system
B107 | F14 | N127 | N130 | internal | 1.3453 | 0.36283 | 0.82672 | 3 | TRUE |  | public_test_system
B108 | F14 | N128 | N131 | internal | 0.99137 | 0.23062 | 0.58624 | 3 | TRUE |  | public_test_system
B109 | F14 | N129 | N132 | internal | 1.587 | 0.43838 | 1.1103 | 3 | TRUE |  | public_test_system
B110 | F15 | S3 | N133 | source_connector | 0 | 0 | 0 | 5 | TRUE |  | public_test_system
B111 | F15 | N133 | N134 | internal | 0.77498 | 0.2098 | 0.45317 | 3 | TRUE |  | public_test_system
B112 | F15 | N134 | N135 | internal | 0.71122 | 0.20711 | 0.3994 | 3 | TRUE |  | public_test_system
B113 | F15 | N134 | N136 | internal | 1.1595 | 0.26468 | 0.63508 | 3 | TRUE |  | public_test_system
B114 | F15 | N135 | N137 | internal | 0.59668 | 0.17251 | 0.43013 | 3 | TRUE |  | public_test_system
B115 | F15 | N135 | N138 | internal | 0.65738 | 0.18409 | 0.37798 | 3 | TRUE |  | public_test_system
B116 | F16 | S3 | N139 | source_connector | 0 | 0 | 0 | 5 | TRUE |  | public_test_system
B117 | F16 | N139 | N140 | internal | 0.48981 | 0.14814 | 0.37004 | 3 | TRUE |  | public_test_system
B118 | F16 | N140 | N141 | internal | 1.6277 | 0.47286 | 1.1784 | 3 | TRUE |  | public_test_system
B119 | F16 | N140 | N142 | internal | 0.86049 | 0.24449 | 0.61521 | 3 | TRUE |  | public_test_system
B120 | F16 | N141 | N143 | internal | 1.2428 | 0.35218 | 0.73771 | 3 | TRUE |  | public_test_system
B121 | F16 | N141 | N144 | internal | 1.0593 | 0.31824 | 0.61795 | 3 | TRUE |  | public_test_system
B122 | F16 | N142 | N145 | internal | 1.4701 | 0.39816 | 0.93429 | 3 | TRUE |  | public_test_system
B123 | F16 | N143 | N146 | internal | 1.846 | 0.55615 | 1.2823 | 3 | TRUE |  | public_test_system
B124 | F16 | N143 | N147 | internal | 1.1816 | 0.35425 | 0.89345 | 3 | TRUE |  | public_test_system
B125 | F16 | N145 | N148 | internal | 1.2781 | 0.32957 | 0.66738 | 3 | TRUE |  | public_test_system
B126 | F17 | S3 | N149 | source_connector | 0 | 0 | 0 | 5 | TRUE |  | public_test_system
B127 | F17 | N149 | N150 | internal | 1.5984 | 0.44939 | 0.95077 | 3 | TRUE |  | public_test_system
B128 | F17 | N150 | N151 | internal | 1.4225 | 0.3212 | 0.63604 | 3 | TRUE |  | public_test_system
B129 | F17 | N150 | N152 | internal | 1.6503 | 0.44878 | 0.86555 | 3 | TRUE |  | public_test_system
B130 | F17 | N151 | N153 | internal | 0.77473 | 0.17931 | 0.42271 | 3 | TRUE |  | public_test_system
B131 | F17 | N151 | N154 | internal | 1.1171 | 0.28701 | 0.69529 | 3 | TRUE |  | public_test_system
B132 | F17 | N152 | N155 | internal | 1.7576 | 0.45781 | 1.1277 | 3 | TRUE |  | public_test_system
B133 | F18 | S3 | N156 | source_connector | 0 | 0 | 0 | 5 | TRUE |  | public_test_system
B134 | F18 | N156 | N157 | internal | 1.4873 | 0.41435 | 0.81641 | 3 | TRUE |  | public_test_system
B135 | F18 | N157 | N158 | internal | 0.51247 | 0.13276 | 0.32519 | 3 | TRUE |  | public_test_system
B136 | F18 | N157 | N159 | internal | 0.51421 | 0.15788 | 0.3375 | 3 | TRUE |  | public_test_system
B137 | F18 | N158 | N160 | internal | 1.3609 | 0.30217 | 0.61449 | 3 | TRUE |  | public_test_system
B138 | F18 | N158 | N161 | internal | 1.0089 | 0.24752 | 0.56939 | 3 | TRUE |  | public_test_system
B139 | F18 | N159 | N162 | internal | 0.9503 | 0.26311 | 0.53175 | 3 | TRUE |  | public_test_system
B140 | F18 | N160 | N163 | internal | 0.48645 | 0.14228 | 0.32435 | 3 | TRUE |  | public_test_system
B141 | F18 | N160 | N164 | internal | 1.3292 | 0.33204 | 0.7334 | 3 | TRUE |  | public_test_system
B142 | F19 | S4 | N018 | source_connector | 0 | 0 | 0 | 5 | TRUE |  | public_test_system
B143 | F19 | N018 | N019 | internal | 1.89 | 0.4914 | 1.2285 | 3 | TRUE | 16 | paper_40_bus_case
B144 | F19 | N019 | N020 | internal | 0.92 | 0.2392 | 0.598 | 3 | TRUE | 17 | paper_40_bus_case
B145 | F19 | N019 | N021 | internal | 1.42 | 0.3692 | 0.923 | 3 | TRUE | 18 | paper_40_bus_case
B146 | F19 | N021 | N022 | internal | 1.5 | 0.39 | 0.975 | 3 | TRUE | 19 | paper_40_bus_case
B147 | F19 | N021 | N023 | internal | 1.7 | 0.442 | 1.105 | 3 | TRUE | 20 | paper_40_bus_case
B148 | F19 | N021 | N024 | internal | 1.33 | 0.3458 | 0.8645 | 3 | TRUE | 21 | paper_40_bus_case
B149 | F19 | N024 | N025 | internal | 1.07 | 0.2782 | 0.6955 | 3 | TRUE | 22 | paper_40_bus_case
B150 | F19 | N024 | N026 | internal | 1.81 | 0.4706 | 1.1765 | 3 | TRUE | 23 | paper_40_bus_case
B151 | F19 | N024 | N027 | internal | 1.31 | 0.3406 | 0.8515 | 3 | TRUE | 24 | paper_40_bus_case
B152 | F19 | N027 | N028 | internal | 2.25 | 0.585 | 1.4625 | 3 | TRUE | 25 | paper_40_bus_case
B153 | F20 | S4 | N165 | source_connector | 0 | 0 | 0 | 5 | TRUE |  | public_test_system
B154 | F20 | N165 | N166 | internal | 1.5997 | 0.46696 | 1.0861 | 3 | TRUE |  | public_test_system
B155 | F20 | N166 | N167 | internal | 1.6317 | 0.49097 | 1.1209 | 3 | TRUE |  | public_test_system
B156 | F20 | N166 | N168 | internal | 1.3952 | 0.4285 | 0.82816 | 3 | TRUE |  | public_test_system
B157 | F20 | N167 | N169 | internal | 0.91044 | 0.21692 | 0.48053 | 3 | TRUE |  | public_test_system
B158 | F20 | N167 | N170 | internal | 1.2492 | 0.30385 | 0.60274 | 3 | TRUE |  | public_test_system
B159 | F21 | S4 | N171 | source_connector | 0 | 0 | 0 | 5 | TRUE |  | public_test_system
B160 | F21 | N171 | N172 | internal | 0.91936 | 0.22669 | 0.47341 | 3 | TRUE |  | public_test_system
B161 | F21 | N172 | N173 | internal | 0.78958 | 0.23375 | 0.45092 | 3 | TRUE |  | public_test_system
B162 | F21 | N172 | N174 | internal | 1.012 | 0.31275 | 0.70623 | 3 | TRUE |  | public_test_system
B163 | F21 | N173 | N175 | internal | 0.48499 | 0.11229 | 0.22272 | 3 | TRUE |  | public_test_system
B164 | F21 | N173 | N176 | internal | 1.4512 | 0.42062 | 1.0239 | 3 | TRUE |  | public_test_system
B165 | F21 | N174 | N177 | internal | 1.2889 | 0.37012 | 0.70769 | 3 | TRUE |  | public_test_system
B166 | F21 | N175 | N178 | internal | 1.5816 | 0.35048 | 0.8216 | 3 | TRUE |  | public_test_system
B167 | F22 | S4 | N179 | source_connector | 0 | 0 | 0 | 5 | TRUE |  | public_test_system
B168 | F22 | N179 | N180 | internal | 1.8148 | 0.44038 | 1.0694 | 3 | TRUE |  | public_test_system
B169 | F22 | N180 | N181 | internal | 0.72766 | 0.18637 | 0.46792 | 3 | TRUE |  | public_test_system
B170 | F22 | N180 | N182 | internal | 0.74506 | 0.17789 | 0.4147 | 3 | TRUE |  | public_test_system
B171 | F22 | N181 | N183 | internal | 0.964 | 0.2584 | 0.65432 | 3 | TRUE |  | public_test_system
B172 | F22 | N181 | N184 | internal | 1.521 | 0.44696 | 1.0361 | 3 | TRUE |  | public_test_system
B173 | F22 | N182 | N185 | internal | 1.2254 | 0.3046 | 0.6126 | 3 | TRUE |  | public_test_system
B174 | F23 | S4 | N186 | source_connector | 0 | 0 | 0 | 5 | TRUE |  | public_test_system
B175 | F23 | N186 | N187 | internal | 0.87744 | 0.20613 | 0.43892 | 3 | TRUE |  | public_test_system
B176 | F23 | N187 | N188 | internal | 1.072 | 0.31805 | 0.71357 | 3 | TRUE |  | public_test_system
B177 | F23 | N187 | N189 | internal | 1.1194 | 0.3388 | 0.85788 | 3 | TRUE |  | public_test_system
B178 | F23 | N188 | N190 | internal | 1.0342 | 0.25301 | 0.50543 | 3 | TRUE |  | public_test_system
B179 | F23 | N188 | N191 | internal | 1.1083 | 0.26711 | 0.63269 | 3 | TRUE |  | public_test_system
B180 | F23 | N189 | N192 | internal | 1.0891 | 0.24738 | 0.5751 | 3 | TRUE |  | public_test_system
B181 | F23 | N190 | N193 | internal | 0.88361 | 0.22747 | 0.44781 | 3 | TRUE |  | public_test_system
B182 | F23 | N190 | N194 | internal | 1.286 | 0.34017 | 0.81804 | 3 | TRUE |  | public_test_system
B183 | F24 | S4 | N195 | source_connector | 0 | 0 | 0 | 5 | TRUE |  | public_test_system
B184 | F24 | N195 | N196 | internal | 0.56819 | 0.16279 | 0.31794 | 3 | TRUE |  | public_test_system
B185 | F24 | N196 | N197 | internal | 0.88268 | 0.27258 | 0.68239 | 3 | TRUE |  | public_test_system
B186 | F24 | N196 | N198 | internal | 1.0817 | 0.31287 | 0.79072 | 3 | TRUE |  | public_test_system
B187 | F24 | N197 | N199 | internal | 1.1481 | 0.31224 | 0.60391 | 3 | TRUE |  | public_test_system
B188 | F25 | S5 | N200 | source_connector | 0 | 0 | 0 | 5 | TRUE |  | public_test_system
B189 | F25 | N200 | N201 | internal | 0.51946 | 0.11658 | 0.2408 | 3 | TRUE |  | public_test_system
B190 | F25 | N201 | N202 | internal | 0.75528 | 0.194 | 0.44263 | 3 | TRUE |  | public_test_system
B191 | F25 | N201 | N203 | internal | 1.8433 | 0.4701 | 0.9207 | 3 | TRUE |  | public_test_system
B192 | F25 | N202 | N204 | internal | 0.76384 | 0.21831 | 0.43725 | 3 | TRUE |  | public_test_system
B193 | F25 | N202 | N205 | internal | 0.74971 | 0.18177 | 0.35226 | 3 | TRUE |  | public_test_system
B194 | F25 | N203 | N206 | internal | 1.6399 | 0.42123 | 0.86219 | 3 | TRUE |  | public_test_system
B195 | F25 | N204 | N207 | internal | 0.63423 | 0.17745 | 0.42125 | 3 | TRUE |  | public_test_system
B196 | F26 | S5 | N208 | source_connector | 0 | 0 | 0 | 5 | TRUE |  | public_test_system
B197 | F26 | N208 | N209 | internal | 1.6316 | 0.44992 | 0.93475 | 3 | TRUE |  | public_test_system
B198 | F26 | N209 | N210 | internal | 1.0683 | 0.32667 | 0.65447 | 3 | TRUE |  | public_test_system
B199 | F26 | N209 | N211 | internal | 1.0016 | 0.30116 | 0.75806 | 3 | TRUE |  | public_test_system
B200 | F26 | N210 | N212 | internal | 0.96581 | 0.2385 | 0.56672 | 3 | TRUE |  | public_test_system
B201 | F26 | N210 | N213 | internal | 0.65122 | 0.16642 | 0.36799 | 3 | TRUE |  | public_test_system
B202 | F26 | N211 | N214 | internal | 0.68344 | 0.19875 | 0.4707 | 3 | TRUE |  | public_test_system
B203 | F27 | S5 | N029 | source_connector | 0 | 0 | 0 | 5 | TRUE |  | public_test_system
B204 | F27 | N029 | N030 | internal | 2.21 | 0.5746 | 1.4365 | 3 | TRUE | 26 | paper_40_bus_case
B205 | F27 | N030 | N031 | internal | 0.91 | 0.2366 | 0.5915 | 3 | TRUE | 27 | paper_40_bus_case
B206 | F27 | N030 | N032 | internal | 1.29 | 0.3354 | 0.8385 | 3 | TRUE | 28 | paper_40_bus_case
B207 | F27 | N030 | N033 | internal | 1.83 | 0.4758 | 1.1895 | 3 | TRUE | 29 | paper_40_bus_case
B208 | F27 | N033 | N034 | internal | 0.68 | 0.1768 | 0.442 | 3 | TRUE | 30 | paper_40_bus_case
B209 | F27 | N033 | N035 | internal | 0.98 | 0.2548 | 0.637 | 3 | TRUE | 31 | paper_40_bus_case
B210 | F27 | N033 | N036 | internal | 0.96 | 0.2496 | 0.624 | 3 | TRUE | 32 | paper_40_bus_case
B211 | F27 | N036 | N037 | internal | 0.58 | 0.1508 | 0.377 | 3 | TRUE | 33 | paper_40_bus_case
B212 | F27 | N036 | N038 | internal | 1.85 | 0.481 | 1.2025 | 3 | TRUE | 34 | paper_40_bus_case
B213 | F27 | N038 | N039 | internal | 0.82 | 0.2132 | 0.533 | 3 | TRUE | 35 | paper_40_bus_case
B214 | F27 | N038 | N040 | internal | 0.58 | 0.1508 | 0.377 | 3 | TRUE | 36 | paper_40_bus_case
B215 | F28 | S5 | N215 | source_connector | 0 | 0 | 0 | 5 | TRUE |  | public_test_system
B216 | F28 | N215 | N216 | internal | 1.4003 | 0.34415 | 0.6962 | 3 | TRUE |  | public_test_system
B217 | F28 | N216 | N217 | internal | 0.77178 | 0.17538 | 0.34706 | 3 | TRUE |  | public_test_system
B218 | F28 | N216 | N218 | internal | 0.4727 | 0.12039 | 0.30477 | 3 | TRUE |  | public_test_system
B219 | F28 | N217 | N219 | internal | 1.5208 | 0.4433 | 0.95507 | 3 | TRUE |  | public_test_system
B220 | F28 | N217 | N220 | internal | 1.3807 | 0.3388 | 0.72832 | 3 | TRUE |  | public_test_system
B221 | F29 | S5 | N221 | source_connector | 0 | 0 | 0 | 5 | TRUE |  | public_test_system
B222 | F29 | N221 | N222 | internal | 1.1189 | 0.26974 | 0.60752 | 3 | TRUE |  | public_test_system
B223 | F29 | N222 | N223 | internal | 0.79411 | 0.18552 | 0.45988 | 3 | TRUE |  | public_test_system
B224 | F29 | N222 | N224 | internal | 1.1951 | 0.30136 | 0.68455 | 3 | TRUE |  | public_test_system
B225 | F29 | N223 | N225 | internal | 1.0945 | 0.28971 | 0.58678 | 3 | TRUE |  | public_test_system
B226 | F29 | N223 | N226 | internal | 1.2392 | 0.30738 | 0.59393 | 3 | TRUE |  | public_test_system
B227 | F29 | N224 | N227 | internal | 0.56815 | 0.14264 | 0.31269 | 3 | TRUE |  | public_test_system
B228 | F29 | N225 | N228 | internal | 1.8378 | 0.41976 | 0.86124 | 3 | TRUE |  | public_test_system
B229 | F29 | N225 | N229 | internal | 0.75167 | 0.21437 | 0.44893 | 3 | TRUE |  | public_test_system
B230 | F30 | S5 | N230 | source_connector | 0 | 0 | 0 | 5 | TRUE |  | public_test_system
B231 | F30 | N230 | N231 | internal | 1.8349 | 0.45122 | 0.98477 | 3 | TRUE |  | public_test_system
B232 | F30 | N231 | N232 | internal | 0.87751 | 0.26391 | 0.51975 | 3 | TRUE |  | public_test_system
B233 | F30 | N231 | N233 | internal | 0.57569 | 0.14009 | 0.3108 | 3 | TRUE |  | public_test_system
B234 | F30 | N232 | N234 | internal | 1.464 | 0.44149 | 0.98367 | 3 | TRUE |  | public_test_system
B235 | F30 | N232 | N235 | internal | 1.5681 | 0.35089 | 0.69708 | 3 | TRUE |  | public_test_system
B236 | F30 | N233 | N236 | internal | 1.8102 | 0.51969 | 1.2072 | 3 | TRUE |  | public_test_system

## Tie Points
tie_point_id | feeder_id | substation_id | node_id | node_number | local_node_index | status | selection_basis
TP01 | F01 | S1 | N047 | 47 | 7 | fixed | terminal_node_in_public_test_system
TP02 | F02 | S1 | N055 | 55 | 8 | fixed | terminal_node_in_public_test_system
TP03 | F03 | S1 | N061 | 61 | 6 | fixed | terminal_node_in_public_test_system
TP04 | F04 | S1 | N011 | 11 | 11 | fixed | terminal_node_in_public_test_system
TP05 | F05 | S1 | N070 | 70 | 9 | fixed | terminal_node_in_public_test_system
TP06 | F06 | S1 | N077 | 77 | 7 | fixed | terminal_node_in_public_test_system
TP07 | F07 | S2 | N085 | 85 | 8 | fixed | terminal_node_in_public_test_system
TP08 | F08 | S2 | N091 | 91 | 6 | fixed | terminal_node_in_public_test_system
TP09 | F09 | S2 | N101 | 101 | 10 | fixed | terminal_node_in_public_test_system
TP10 | F10 | S2 | N108 | 108 | 7 | fixed | terminal_node_in_public_test_system
TP11 | F11 | S2 | N017 | 17 | 6 | fixed | terminal_node_in_public_test_system
TP12 | F12 | S2 | N117 | 117 | 9 | fixed | terminal_node_in_public_test_system
TP13 | F13 | S3 | N124 | 124 | 7 | fixed | terminal_node_in_public_test_system
TP14 | F14 | S3 | N132 | 132 | 8 | fixed | terminal_node_in_public_test_system
TP15 | F15 | S3 | N138 | 138 | 6 | fixed | terminal_node_in_public_test_system
TP16 | F16 | S3 | N148 | 148 | 10 | fixed | terminal_node_in_public_test_system
TP17 | F17 | S3 | N155 | 155 | 7 | fixed | terminal_node_in_public_test_system
TP18 | F18 | S3 | N164 | 164 | 9 | fixed | terminal_node_in_public_test_system
TP19 | F19 | S4 | N028 | 28 | 11 | fixed | terminal_node_in_public_test_system
TP20 | F20 | S4 | N170 | 170 | 6 | fixed | terminal_node_in_public_test_system
TP21 | F21 | S4 | N178 | 178 | 8 | fixed | terminal_node_in_public_test_system
TP22 | F22 | S4 | N185 | 185 | 7 | fixed | terminal_node_in_public_test_system
TP23 | F23 | S4 | N194 | 194 | 9 | fixed | terminal_node_in_public_test_system
TP24 | F24 | S4 | N199 | 199 | 5 | fixed | terminal_node_in_public_test_system
TP25 | F25 | S5 | N207 | 207 | 8 | fixed | terminal_node_in_public_test_system
TP26 | F26 | S5 | N214 | 214 | 7 | fixed | terminal_node_in_public_test_system
TP27 | F27 | S5 | N040 | 40 | 12 | fixed | terminal_node_in_public_test_system
TP28 | F28 | S5 | N220 | 220 | 6 | fixed | terminal_node_in_public_test_system
TP29 | F29 | S5 | N229 | 229 | 9 | fixed | terminal_node_in_public_test_system
TP30 | F30 | S5 | N236 | 236 | 7 | fixed | terminal_node_in_public_test_system

## Pairwise RHC Labels
pair_id | feeder_1 | feeder_2 | substation_1 | substation_2 | tie_node_1 | tie_node_2 | RHC_gain(%) | ground_truth_label
P001 | F01 | F02 | S1 | S1 | N047 | N055 | 1.4013 | FALSE
P002 | F01 | F03 | S1 | S1 | N047 | N061 | 0.49891 | FALSE
P003 | F01 | F04 | S1 | S1 | N047 | N011 | 1.4972 | FALSE
P004 | F01 | F05 | S1 | S1 | N047 | N070 | 2.5056e-07 | FALSE
P005 | F01 | F06 | S1 | S1 | N047 | N077 | 3.4828 | FALSE
P006 | F01 | F07 | S1 | S2 | N047 | N085 | 0.39225 | FALSE
P007 | F01 | F08 | S1 | S2 | N047 | N091 | 4.8354e-07 | FALSE
P008 | F01 | F09 | S1 | S2 | N047 | N101 | 3.3969 | FALSE
P009 | F01 | F10 | S1 | S2 | N047 | N108 | 2.3651e-07 | FALSE
P010 | F01 | F11 | S1 | S2 | N047 | N017 | 3.2381 | FALSE
P011 | F01 | F12 | S1 | S2 | N047 | N117 | 0.36896 | FALSE
P012 | F01 | F13 | S1 | S3 | N047 | N124 | 2.1596e-07 | FALSE
P013 | F01 | F14 | S1 | S3 | N047 | N132 | 1.42 | FALSE
P014 | F01 | F15 | S1 | S3 | N047 | N138 | 0.49503 | FALSE
P015 | F01 | F16 | S1 | S3 | N047 | N148 | 8.2468e-08 | FALSE
P016 | F01 | F17 | S1 | S3 | N047 | N155 | 0.50339 | FALSE
P017 | F01 | F18 | S1 | S3 | N047 | N164 | 0.36769 | FALSE
P018 | F01 | F19 | S1 | S4 | N047 | N028 | 1.5276 | FALSE
P019 | F01 | F20 | S1 | S4 | N047 | N170 | 1.5936e-07 | FALSE
P020 | F01 | F21 | S1 | S4 | N047 | N178 | 1.9028 | FALSE
P021 | F01 | F22 | S1 | S4 | N047 | N185 | 3.2125e-07 | FALSE
P022 | F01 | F23 | S1 | S4 | N047 | N194 | 4.0524e-07 | FALSE
P023 | F01 | F24 | S1 | S4 | N047 | N199 | 4.8569e-08 | FALSE
P024 | F01 | F25 | S1 | S5 | N047 | N207 | 0.38004 | FALSE
P025 | F01 | F26 | S1 | S5 | N047 | N214 | 0.49275 | FALSE
P026 | F01 | F27 | S1 | S5 | N047 | N040 | 1.4879 | FALSE
P027 | F01 | F28 | S1 | S5 | N047 | N220 | 3.4815 | FALSE
P028 | F01 | F29 | S1 | S5 | N047 | N229 | 1.1677e-06 | FALSE
P029 | F01 | F30 | S1 | S5 | N047 | N236 | 3.4938 | FALSE
P030 | F02 | F03 | S1 | S1 | N055 | N061 | 1.2338 | FALSE
P031 | F02 | F04 | S1 | S1 | N055 | N011 | 2.8752 | FALSE
P032 | F02 | F05 | S1 | S1 | N055 | N070 | 1.6985 | FALSE
P033 | F02 | F06 | S1 | S1 | N055 | N077 | 1.799 | FALSE
P034 | F02 | F07 | S1 | S2 | N055 | N085 | 1.0012 | FALSE
P035 | F02 | F08 | S1 | S2 | N055 | N091 | 1.7862 | FALSE
P036 | F02 | F09 | S1 | S2 | N055 | N101 | 1.761 | FALSE
P037 | F02 | F10 | S1 | S2 | N055 | N108 | 1.7634 | FALSE
P038 | F02 | F11 | S1 | S2 | N055 | N017 | 1.69 | FALSE
P039 | F02 | F12 | S1 | S2 | N055 | N117 | 0.94838 | FALSE
P040 | F02 | F13 | S1 | S3 | N055 | N124 | 1.766 | FALSE
P041 | F02 | F14 | S1 | S3 | N055 | N132 | 5.3466e-07 | FALSE
P042 | F02 | F15 | S1 | S3 | N055 | N138 | 1.2256 | FALSE
P043 | F02 | F16 | S1 | S3 | N055 | N148 | 1.7065 | FALSE
P044 | F02 | F17 | S1 | S3 | N055 | N155 | 1.2433 | FALSE
P045 | F02 | F18 | S1 | S3 | N055 | N164 | 0.94547 | FALSE
P046 | F02 | F19 | S1 | S4 | N055 | N028 | 2.9249 | FALSE
P047 | F02 | F20 | S1 | S4 | N055 | N170 | 1.7837 | FALSE
P048 | F02 | F21 | S1 | S4 | N055 | N178 | 0.52429 | FALSE
P049 | F02 | F22 | S1 | S4 | N055 | N185 | 1.7728 | FALSE
P050 | F02 | F23 | S1 | S4 | N055 | N194 | 1.3448 | FALSE
P051 | F02 | F24 | S1 | S4 | N055 | N199 | 1.7607 | FALSE
P052 | F02 | F25 | S1 | S5 | N055 | N207 | 0.97358 | FALSE
P053 | F02 | F26 | S1 | S5 | N055 | N214 | 1.2207 | FALSE
P054 | F02 | F27 | S1 | S5 | N055 | N040 | 2.86 | FALSE
P055 | F02 | F28 | S1 | S5 | N055 | N220 | 1.7984 | FALSE
P056 | F02 | F29 | S1 | S5 | N055 | N229 | 1.6464 | FALSE
P057 | F02 | F30 | S1 | S5 | N055 | N236 | 1.8039 | FALSE
P058 | F03 | F04 | S1 | S1 | N061 | N011 | 2.4527 | FALSE
P059 | F03 | F05 | S1 | S1 | N061 | N070 | 0.93301 | FALSE
P060 | F03 | F06 | S1 | S1 | N061 | N077 | 5.0125 | TRUE
P061 | F03 | F07 | S1 | S2 | N061 | N085 | -2.0966e-14 | FALSE
P062 | F03 | F08 | S1 | S2 | N061 | N091 | 1.0006 | FALSE
P063 | F03 | F09 | S1 | S2 | N061 | N101 | 4.846 | FALSE
P064 | F03 | F10 | S1 | S2 | N061 | N108 | 0.98274 | FALSE
P065 | F03 | F11 | S1 | S2 | N061 | N017 | 4.562 | FALSE
P066 | F03 | F12 | S1 | S2 | N061 | N117 | 0 | FALSE
P067 | F03 | F13 | S1 | S3 | N061 | N124 | 0.98479 | FALSE
P068 | F03 | F14 | S1 | S3 | N061 | N132 | 1.2533 | FALSE
P069 | F03 | F15 | S1 | S3 | N061 | N138 | 0 | FALSE
P070 | F03 | F16 | S1 | S3 | N061 | N148 | 0.93908 | FALSE
P071 | F03 | F17 | S1 | S3 | N061 | N155 | 0 | FALSE
P072 | F03 | F18 | S1 | S3 | N061 | N164 | 0 | FALSE
P073 | F03 | F19 | S1 | S4 | N061 | N028 | 2.5165 | FALSE
P074 | F03 | F20 | S1 | S4 | N061 | N170 | 0.9986 | FALSE
P075 | F03 | F21 | S1 | S4 | N061 | N178 | 1.9808 | FALSE
P076 | F03 | F22 | S1 | S4 | N061 | N185 | 0.99013 | FALSE
P077 | F03 | F23 | S1 | S4 | N061 | N194 | 0.49472 | FALSE
P078 | F03 | F24 | S1 | S4 | N061 | N199 | 0.98067 | FALSE
P079 | F03 | F25 | S1 | S5 | N061 | N207 | 0 | FALSE
P080 | F03 | F26 | S1 | S5 | N061 | N214 | 0 | FALSE
P081 | F03 | F27 | S1 | S5 | N061 | N040 | 2.4334 | FALSE
P082 | F03 | F28 | S1 | S5 | N061 | N220 | 5.0002 | TRUE
P083 | F03 | F29 | S1 | S5 | N061 | N229 | 0.89412 | FALSE
P084 | F03 | F30 | S1 | S5 | N061 | N236 | 5.2228 | TRUE
P085 | F04 | F05 | S1 | S1 | N011 | N070 | 2.8003 | FALSE
P086 | F04 | F06 | S1 | S1 | N011 | N077 | 2.5043 | FALSE
P087 | F04 | F07 | S1 | S2 | N011 | N085 | 1.8235 | FALSE
P088 | F04 | F08 | S1 | S2 | N011 | N091 | 3.0024 | FALSE
P089 | F04 | F09 | S1 | S2 | N011 | N101 | 2.4263 | FALSE
P090 | F04 | F10 | S1 | S2 | N011 | N108 | 2.949 | FALSE
P091 | F04 | F11 | S1 | S2 | N011 | N017 | 2.2848 | FALSE
P092 | F04 | F12 | S1 | S2 | N011 | N117 | 1.6951 | FALSE
P093 | F04 | F13 | S1 | S3 | N011 | N124 | 2.9551 | FALSE
P094 | F04 | F14 | S1 | S3 | N011 | N132 | 2.9205 | FALSE
P095 | F04 | F15 | S1 | S3 | N011 | N138 | 2.4286 | FALSE
P096 | F04 | F16 | S1 | S3 | N011 | N148 | 2.8185 | FALSE
P097 | F04 | F17 | S1 | S3 | N011 | N155 | 2.4808 | FALSE
P098 | F04 | F18 | S1 | S3 | N011 | N164 | 1.6882 | FALSE
P099 | F04 | F19 | S1 | S4 | N011 | N028 | 0 | FALSE
P100 | F04 | F20 | S1 | S4 | N011 | N170 | 2.9964 | FALSE
P101 | F04 | F21 | S1 | S4 | N011 | N178 | 2.9769 | FALSE
P102 | F04 | F22 | S1 | S4 | N011 | N185 | 2.971 | FALSE
P103 | F04 | F23 | S1 | S4 | N011 | N194 | 2.2639 | FALSE
P104 | F04 | F24 | S1 | S4 | N011 | N199 | 2.9428 | FALSE
P105 | F04 | F25 | S1 | S5 | N011 | N207 | 1.7558 | FALSE
P106 | F04 | F26 | S1 | S5 | N011 | N214 | 2.4144 | FALSE
P107 | F04 | F27 | S1 | S5 | N011 | N040 | 0 | FALSE
P108 | F04 | F28 | S1 | S5 | N011 | N220 | 2.5031 | FALSE
P109 | F04 | F29 | S1 | S5 | N011 | N229 | 2.684 | FALSE
P110 | F04 | F30 | S1 | S5 | N011 | N236 | 2.5144 | FALSE
P111 | F05 | F06 | S1 | S1 | N070 | N077 | 4.7428 | FALSE
P112 | F05 | F07 | S1 | S2 | N070 | N085 | 0.73798 | FALSE
P113 | F05 | F08 | S1 | S2 | N070 | N091 | 9.7031e-07 | FALSE
P114 | F05 | F09 | S1 | S2 | N070 | N101 | 4.6291 | FALSE
P115 | F05 | F10 | S1 | S2 | N070 | N108 | 7.2217e-07 | FALSE
P116 | F05 | F11 | S1 | S2 | N070 | N017 | 4.4184 | FALSE
P117 | F05 | F12 | S1 | S2 | N070 | N117 | 0.69509 | FALSE
P118 | F05 | F13 | S1 | S3 | N070 | N124 | 8.6384e-08 | FALSE
P119 | F05 | F14 | S1 | S3 | N070 | N132 | 1.7206 | FALSE
P120 | F05 | F15 | S1 | S3 | N070 | N138 | 0.92596 | FALSE
P121 | F05 | F16 | S1 | S3 | N070 | N148 | 5.5424e-07 | FALSE
P122 | F05 | F17 | S1 | S3 | N070 | N155 | 0.94117 | FALSE
P123 | F05 | F18 | S1 | S3 | N070 | N164 | 0.69274 | FALSE
P124 | F05 | F19 | S1 | S4 | N070 | N028 | 2.8555 | FALSE
P125 | F05 | F20 | S1 | S4 | N070 | N170 | 6.5312e-07 | FALSE
P126 | F05 | F21 | S1 | S4 | N070 | N178 | 2.3146 | FALSE
P127 | F05 | F22 | S1 | S4 | N070 | N185 | 1.0921e-07 | FALSE
P128 | F05 | F23 | S1 | S4 | N070 | N194 | 6.4889e-07 | FALSE
P129 | F05 | F24 | S1 | S4 | N070 | N199 | 5.3785e-07 | FALSE
P130 | F05 | F25 | S1 | S5 | N070 | N207 | 0.71551 | FALSE
P131 | F05 | F26 | S1 | S5 | N070 | N214 | 0.92181 | FALSE
P132 | F05 | F27 | S1 | S5 | N070 | N040 | 2.7834 | FALSE
P133 | F05 | F28 | S1 | S5 | N070 | N220 | 4.7411 | FALSE
P134 | F05 | F29 | S1 | S5 | N070 | N229 | 1.5973e-06 | FALSE
P135 | F05 | F30 | S1 | S5 | N070 | N236 | 4.7574 | FALSE
P136 | F06 | F07 | S1 | S2 | N077 | N085 | 3.7066 | FALSE
P137 | F06 | F08 | S1 | S2 | N077 | N091 | 6.9887 | TRUE
P138 | F06 | F09 | S1 | S2 | N077 | N101 | 6.6618e-09 | FALSE
P139 | F06 | F10 | S1 | S2 | N077 | N108 | 4.9972 | FALSE
P140 | F06 | F11 | S1 | S2 | N077 | N017 | 7.1755e-07 | FALSE
P141 | F06 | F12 | S1 | S2 | N077 | N117 | 3.4433 | FALSE
P142 | F06 | F13 | S1 | S3 | N077 | N124 | 5.1777 | TRUE
P143 | F06 | F14 | S1 | S3 | N077 | N132 | 2.0019 | FALSE
P144 | F06 | F15 | S1 | S3 | N077 | N138 | 4.9526 | FALSE
P145 | F06 | F16 | S1 | S3 | N077 | N148 | 4.7738 | FALSE
P146 | F06 | F17 | S1 | S3 | N077 | N155 | 5.8605 | TRUE
P147 | F06 | F18 | S1 | S3 | N077 | N164 | 3.4291 | FALSE
P148 | F06 | F19 | S1 | S4 | N077 | N028 | 2.5699 | FALSE
P149 | F06 | F20 | S1 | S4 | N077 | N170 | 6.2784 | TRUE
P150 | F06 | F21 | S1 | S4 | N077 | N178 | 1.331 | FALSE
P151 | F06 | F22 | S1 | S4 | N077 | N185 | 5.235 | TRUE
P152 | F06 | F23 | S1 | S4 | N077 | N194 | 4.0964 | FALSE
P153 | F06 | F24 | S1 | S4 | N077 | N199 | 4.9953 | FALSE
P154 | F06 | F25 | S1 | S5 | N077 | N207 | 3.5677 | FALSE
P155 | F06 | F26 | S1 | S5 | N077 | N214 | 4.9234 | FALSE
P156 | F06 | F27 | S1 | S5 | N077 | N040 | 2.4843 | FALSE
P157 | F06 | F28 | S1 | S5 | N077 | N220 | 5.0153e-07 | FALSE
P158 | F06 | F29 | S1 | S5 | N077 | N229 | 4.544 | FALSE
P159 | F06 | F30 | S1 | S5 | N077 | N236 | 1.0891e-06 | FALSE
P160 | F07 | F08 | S2 | S2 | N085 | N091 | 0.77965 | FALSE
P161 | F07 | F09 | S2 | S2 | N085 | N101 | 3.62 | FALSE
P162 | F07 | F10 | S2 | S2 | N085 | N108 | 0.76875 | FALSE
P163 | F07 | F11 | S2 | S2 | N085 | N017 | 3.4591 | FALSE
P164 | F07 | F12 | S2 | S2 | N085 | N117 | 0 | FALSE
P165 | F07 | F13 | S2 | S3 | N085 | N124 | 0.77 | FALSE
P166 | F07 | F14 | S2 | S3 | N085 | N132 | 1.014 | FALSE
P167 | F07 | F15 | S2 | S3 | N085 | N138 | 0 | FALSE
P168 | F07 | F16 | S2 | S3 | N085 | N148 | 0.74177 | FALSE
P169 | F07 | F17 | S2 | S3 | N085 | N155 | 0 | FALSE
P170 | F07 | F18 | S2 | S3 | N085 | N164 | 0 | FALSE
P171 | F07 | F19 | S2 | S4 | N085 | N028 | 1.8585 | FALSE
P172 | F07 | F20 | S2 | S4 | N085 | N170 | 0.77842 | FALSE
P173 | F07 | F21 | S2 | S4 | N085 | N178 | 1.6091 | FALSE
P174 | F07 | F22 | S2 | S4 | N085 | N185 | 0.77327 | FALSE
P175 | F07 | F23 | S2 | S4 | N085 | N194 | 0.39575 | FALSE
P176 | F07 | F24 | S2 | S4 | N085 | N199 | 0.76748 | FALSE
P177 | F07 | F25 | S2 | S5 | N085 | N207 | 0 | FALSE
P178 | F07 | F26 | S2 | S5 | N085 | N214 | 0 | FALSE
P179 | F07 | F27 | S2 | S5 | N085 | N040 | 1.8128 | FALSE
P180 | F07 | F28 | S2 | S5 | N085 | N220 | 3.7053 | FALSE
P181 | F07 | F29 | S2 | S5 | N085 | N229 | 0.71344 | FALSE
P182 | F07 | F30 | S2 | S5 | N085 | N236 | 3.7178 | FALSE
P183 | F08 | F09 | S2 | S2 | N091 | N101 | 4.958 | FALSE
P184 | F08 | F10 | S2 | S2 | N091 | N108 | 2.4842e-07 | FALSE
P185 | F08 | F11 | S2 | S2 | N091 | N017 | 4.7171 | FALSE
P186 | F08 | F12 | S2 | S2 | N091 | N117 | 0.73193 | FALSE
P187 | F08 | F13 | S2 | S3 | N091 | N124 | 9.2434e-07 | FALSE
P188 | F08 | F14 | S2 | S3 | N091 | N132 | 1.8107 | FALSE
P189 | F08 | F15 | S2 | S3 | N091 | N138 | 0.99251 | FALSE
P190 | F08 | F16 | S2 | S3 | N091 | N148 | 3.8929e-07 | FALSE
P191 | F08 | F17 | S2 | S3 | N091 | N155 | 1.01 | FALSE
P192 | F08 | F18 | S2 | S3 | N091 | N164 | 0.72933 | FALSE
P193 | F08 | F19 | S2 | S4 | N091 | N028 | 3.0659 | FALSE
P194 | F08 | F20 | S2 | S4 | N091 | N170 | 3.3493e-07 | FALSE
P195 | F08 | F21 | S2 | S4 | N091 | N178 | 2.4335 | FALSE
P196 | F08 | F22 | S2 | S4 | N091 | N185 | 1.1365e-06 | FALSE
P197 | F08 | F23 | S2 | S4 | N091 | N194 | 1.6606e-07 | FALSE
P198 | F08 | F24 | S2 | S4 | N091 | N199 | 4.421e-07 | FALSE
P199 | F08 | F25 | S2 | S5 | N091 | N207 | 0.75461 | FALSE
P200 | F08 | F26 | S2 | S5 | N091 | N214 | 0.98775 | FALSE
P201 | F08 | F27 | S2 | S5 | N091 | N040 | 2.983 | FALSE
P202 | F08 | F28 | S2 | S5 | N091 | N220 | 6.6867 | TRUE
P203 | F08 | F29 | S2 | S5 | N091 | N229 | 7.5064e-07 | FALSE
P204 | F08 | F30 | S2 | S5 | N091 | N236 | 7.5055 | TRUE
P205 | F09 | F10 | S2 | S2 | N101 | N108 | 4.8711 | FALSE
P206 | F09 | F11 | S2 | S2 | N101 | N017 | 6.9078e-07 | FALSE
P207 | F09 | F12 | S2 | S2 | N101 | N117 | 3.3684 | FALSE
P208 | F09 | F13 | S2 | S3 | N101 | N124 | 4.8811 | FALSE
P209 | F09 | F14 | S2 | S3 | N101 | N132 | 1.959 | FALSE
P210 | F09 | F15 | S2 | S3 | N101 | N138 | 4.7991 | FALSE
P211 | F09 | F16 | S2 | S3 | N101 | N148 | 4.6586 | FALSE
P212 | F09 | F17 | S2 | S3 | N101 | N155 | 4.9004 | FALSE
P213 | F09 | F18 | S2 | S3 | N101 | N164 | 3.3548 | FALSE
P214 | F09 | F19 | S2 | S4 | N101 | N028 | 2.4878 | FALSE
P215 | F09 | F20 | S2 | S4 | N101 | N170 | 4.9482 | FALSE
P216 | F09 | F21 | S2 | S4 | N101 | N178 | 1.3031 | FALSE
P217 | F09 | F22 | S2 | S4 | N101 | N185 | 4.907 | FALSE
P218 | F09 | F23 | S2 | S4 | N101 | N194 | 4.0034 | FALSE
P219 | F09 | F24 | S2 | S4 | N101 | N199 | 4.861 | FALSE
P220 | F09 | F25 | S2 | S5 | N101 | N207 | 3.4874 | FALSE
P221 | F09 | F26 | S2 | S5 | N101 | N214 | 4.7717 | FALSE
P222 | F09 | F27 | S2 | S5 | N101 | N040 | 2.4076 | FALSE
P223 | F09 | F28 | S2 | S5 | N101 | N220 | 4.7906e-07 | FALSE
P224 | F09 | F29 | S2 | S5 | N101 | N229 | 4.4395 | FALSE
P225 | F09 | F30 | S2 | S5 | N101 | N236 | 1.0479e-06 | FALSE
P226 | F10 | F11 | S2 | S2 | N108 | N017 | 4.6383 | FALSE
P227 | F10 | F12 | S2 | S2 | N108 | N117 | 0.72232 | FALSE
P228 | F10 | F13 | S2 | S3 | N108 | N124 | 6.6539e-07 | FALSE
P229 | F10 | F14 | S2 | S3 | N108 | N132 | 1.7872 | FALSE
P230 | F10 | F15 | S2 | S3 | N108 | N138 | 0.97492 | FALSE
P231 | F10 | F16 | S2 | S3 | N108 | N148 | 1.4813e-07 | FALSE
P232 | F10 | F17 | S2 | S3 | N108 | N155 | 0.99179 | FALSE
P233 | F10 | F18 | S2 | S3 | N108 | N164 | 0.71978 | FALSE
P234 | F10 | F19 | S2 | S4 | N108 | N028 | 3.0102 | FALSE
P235 | F10 | F20 | S2 | S4 | N108 | N170 | 8.1869e-08 | FALSE
P236 | F10 | F21 | S2 | S4 | N108 | N178 | 2.4025 | FALSE
P237 | F10 | F22 | S2 | S4 | N108 | N185 | 8.7315e-07 | FALSE
P238 | F10 | F23 | S2 | S4 | N108 | N194 | 2.8908e-07 | FALSE
P239 | F10 | F24 | S2 | S4 | N108 | N199 | 1.9123e-07 | FALSE
P240 | F10 | F25 | S2 | S5 | N108 | N207 | 0.74439 | FALSE
P241 | F10 | F26 | S2 | S5 | N108 | N214 | 0.97032 | FALSE
P242 | F10 | F27 | S2 | S5 | N108 | N040 | 2.9302 | FALSE
P243 | F10 | F28 | S2 | S5 | N108 | N220 | 4.9953 | FALSE
P244 | F10 | F29 | S2 | S5 | N108 | N229 | 9.663e-07 | FALSE
P245 | F10 | F30 | S2 | S5 | N108 | N236 | 5.1834 | TRUE
P246 | F11 | F12 | S2 | S2 | N017 | N117 | 3.2287 | FALSE
P247 | F11 | F13 | S2 | S3 | N017 | N124 | 4.6474 | FALSE
P248 | F11 | F14 | S2 | S3 | N017 | N132 | 1.8788 | FALSE
P249 | F11 | F15 | S2 | S3 | N017 | N138 | 4.5205 | FALSE
P250 | F11 | F16 | S2 | S3 | N017 | N148 | 4.4453 | FALSE
P251 | F11 | F17 | S2 | S3 | N017 | N155 | 4.6102 | FALSE
P252 | F11 | F18 | S2 | S3 | N017 | N164 | 3.2162 | FALSE
P253 | F11 | F19 | S2 | S4 | N017 | N028 | 2.3393 | FALSE
P254 | F11 | F20 | S2 | S4 | N017 | N170 | 4.7082 | FALSE
P255 | F11 | F21 | S2 | S4 | N017 | N178 | 1.2508 | FALSE
P256 | F11 | F22 | S2 | S4 | N017 | N185 | 4.6709 | FALSE
P257 | F11 | F23 | S2 | S4 | N017 | N194 | 3.8303 | FALSE
P258 | F11 | F24 | S2 | S4 | N017 | N199 | 4.6292 | FALSE
P259 | F11 | F25 | S2 | S5 | N017 | N207 | 3.3379 | FALSE
P260 | F11 | F26 | S2 | S5 | N017 | N214 | 4.4961 | FALSE
P261 | F11 | F27 | S2 | S5 | N017 | N040 | 2.2682 | FALSE
P262 | F11 | F28 | S2 | S5 | N017 | N220 | 2.6017e-07 | FALSE
P263 | F11 | F29 | S2 | S5 | N017 | N229 | 4.2453 | FALSE
P264 | F11 | F30 | S2 | S5 | N017 | N236 | 2.7192e-07 | FALSE
P265 | F12 | F13 | S2 | S3 | N117 | N124 | 0.72342 | FALSE
P266 | F12 | F14 | S2 | S3 | N117 | N132 | 0.95986 | FALSE
P267 | F12 | F15 | S2 | S3 | N117 | N138 | 0 | FALSE
P268 | F12 | F16 | S2 | S3 | N117 | N148 | 0.69845 | FALSE
P269 | F12 | F17 | S2 | S3 | N117 | N155 | 0 | FALSE
P270 | F12 | F18 | S2 | S3 | N117 | N164 | 0 | FALSE
P271 | F12 | F19 | S2 | S4 | N117 | N028 | 1.7253 | FALSE
P272 | F12 | F20 | S2 | S4 | N117 | N170 | 0.73085 | FALSE
P273 | F12 | F21 | S2 | S4 | N117 | N178 | 1.5247 | FALSE
P274 | F12 | F22 | S2 | S4 | N117 | N185 | 0.7263 | FALSE
P275 | F12 | F23 | S2 | S4 | N117 | N194 | 0.37368 | FALSE
P276 | F12 | F24 | S2 | S4 | N117 | N199 | 0.7212 | FALSE
P277 | F12 | F25 | S2 | S5 | N117 | N207 | 0 | FALSE
P278 | F12 | F26 | S2 | S5 | N117 | N214 | 0 | FALSE
P279 | F12 | F27 | S2 | S5 | N117 | N040 | 1.6858 | FALSE
P280 | F12 | F28 | S2 | S5 | N117 | N220 | 3.4422 | FALSE
P281 | F12 | F29 | S2 | S5 | N117 | N229 | 0.67327 | FALSE
P282 | F12 | F30 | S2 | S5 | N117 | N236 | 3.4529 | FALSE
P283 | F13 | F14 | S3 | S3 | N124 | N132 | 1.7899 | FALSE
P284 | F13 | F15 | S3 | S3 | N124 | N138 | 0.97693 | FALSE
P285 | F13 | F16 | S3 | S3 | N124 | N148 | 4.921e-07 | FALSE
P286 | F13 | F17 | S3 | S3 | N124 | N155 | 0.99388 | FALSE
P287 | F13 | F18 | S3 | S3 | N124 | N164 | 0.72088 | FALSE
P288 | F13 | F19 | S3 | S4 | N124 | N028 | 3.0166 | FALSE
P289 | F13 | F20 | S3 | S4 | N124 | N170 | 5.9234e-07 | FALSE
P290 | F13 | F21 | S3 | S4 | N124 | N178 | 2.4061 | FALSE
P291 | F13 | F22 | S3 | S4 | N124 | N185 | 2.0511e-07 | FALSE
P292 | F13 | F23 | S3 | S4 | N124 | N194 | 6.3016e-07 | FALSE
P293 | F13 | F24 | S3 | S4 | N124 | N199 | 4.7265e-07 | FALSE
P294 | F13 | F25 | S3 | S5 | N124 | N207 | 0.74557 | FALSE
P295 | F13 | F26 | S3 | S5 | N124 | N214 | 0.97232 | FALSE
P296 | F13 | F27 | S3 | S5 | N124 | N040 | 2.9363 | FALSE
P297 | F13 | F28 | S3 | S5 | N124 | N220 | 5.0858 | TRUE
P298 | F13 | F29 | S3 | S5 | N124 | N229 | 1.5823e-06 | FALSE
P299 | F13 | F30 | S3 | S5 | N124 | N236 | 5.224 | TRUE
P300 | F14 | F15 | S3 | S3 | N132 | N138 | 1.2448 | FALSE
P301 | F14 | F16 | S3 | S3 | N132 | N148 | 1.7289 | FALSE
P302 | F14 | F17 | S3 | S3 | N132 | N155 | 1.2631 | FALSE
P303 | F14 | F18 | S3 | S3 | N132 | N164 | 0.95688 | FALSE
P304 | F14 | F19 | S3 | S4 | N132 | N028 | 2.9718 | FALSE
P305 | F14 | F20 | S3 | S4 | N132 | N170 | 1.8081 | FALSE
P306 | F14 | F21 | S3 | S4 | N132 | N178 | 0.55548 | FALSE
P307 | F14 | F22 | S3 | S4 | N132 | N185 | 1.797 | FALSE
P308 | F14 | F23 | S3 | S4 | N132 | N194 | 1.3616 | FALSE
P309 | F14 | F24 | S3 | S4 | N132 | N199 | 1.7845 | FALSE
P310 | F14 | F25 | S3 | S5 | N132 | N207 | 0.98568 | FALSE
P311 | F14 | F26 | S3 | S5 | N132 | N214 | 1.2398 | FALSE
P312 | F14 | F27 | S3 | S5 | N132 | N040 | 2.9048 | FALSE
P313 | F14 | F28 | S3 | S5 | N132 | N220 | 2.0013 | FALSE
P314 | F14 | F29 | S3 | S5 | N132 | N229 | 1.6672 | FALSE
P315 | F14 | F30 | S3 | S5 | N132 | N236 | 2.0074 | FALSE
P316 | F15 | F16 | S3 | S3 | N138 | N148 | 0.93193 | FALSE
P317 | F15 | F17 | S3 | S3 | N138 | N155 | 0 | FALSE
P318 | F15 | F18 | S3 | S3 | N138 | N164 | 0 | FALSE
P319 | F15 | F19 | S3 | S4 | N138 | N028 | 2.4911 | FALSE
P320 | F15 | F20 | S3 | S4 | N138 | N170 | 0.99053 | FALSE
P321 | F15 | F21 | S3 | S4 | N138 | N178 | 1.9677 | FALSE
P322 | F15 | F22 | S3 | S4 | N138 | N185 | 0.98219 | FALSE
P323 | F15 | F23 | S3 | S4 | N138 | N194 | 0.49118 | FALSE
P324 | F15 | F24 | S3 | S4 | N138 | N199 | 0.97288 | FALSE
P325 | F15 | F25 | S3 | S5 | N138 | N207 | 0 | FALSE
P326 | F15 | F26 | S3 | S5 | N138 | N214 | 0 | FALSE
P327 | F15 | F27 | S3 | S5 | N138 | N040 | 2.4096 | FALSE
P328 | F15 | F28 | S3 | S5 | N138 | N220 | 4.9503 | FALSE
P329 | F15 | F29 | S3 | S5 | N138 | N229 | 0.88764 | FALSE
P330 | F15 | F30 | S3 | S5 | N138 | N236 | 4.9725 | FALSE
P331 | F16 | F17 | S3 | S3 | N148 | N155 | 0.94734 | FALSE
P332 | F16 | F18 | S3 | S3 | N148 | N164 | 0.69608 | FALSE
P333 | F16 | F19 | S3 | S4 | N148 | N028 | 2.8744 | FALSE
P334 | F16 | F20 | S3 | S4 | N148 | N170 | 7.128e-08 | FALSE
P335 | F16 | F21 | S3 | S4 | N148 | N178 | 2.3254 | FALSE
P336 | F16 | F22 | S3 | S4 | N148 | N185 | 6.9129e-07 | FALSE
P337 | F16 | F23 | S3 | S4 | N148 | N194 | 3.5527e-07 | FALSE
P338 | F16 | F24 | S3 | S4 | N148 | N199 | 3.6216e-08 | FALSE
P339 | F16 | F25 | S3 | S5 | N148 | N207 | 0.71907 | FALSE
P340 | F16 | F26 | S3 | S5 | N148 | N214 | 0.92774 | FALSE
P341 | F16 | F27 | S3 | S5 | N148 | N040 | 2.8014 | FALSE
P342 | F16 | F28 | S3 | S5 | N148 | N220 | 4.7721 | FALSE
P343 | F16 | F29 | S3 | S5 | N148 | N229 | 1.0701e-06 | FALSE
P344 | F16 | F30 | S3 | S5 | N148 | N236 | 4.7886 | FALSE
P345 | F17 | F18 | S3 | S3 | N155 | N164 | 0 | FALSE
P346 | F17 | F19 | S3 | S4 | N155 | N028 | 2.546 | FALSE
P347 | F17 | F20 | S3 | S4 | N155 | N170 | 1.008 | FALSE
P348 | F17 | F21 | S3 | S4 | N155 | N178 | 1.9959 | FALSE
P349 | F17 | F22 | S3 | S4 | N155 | N185 | 0.99932 | FALSE
P350 | F17 | F23 | S3 | S4 | N155 | N194 | 0.49882 | FALSE
P351 | F17 | F24 | S3 | S4 | N155 | N199 | 0.98968 | FALSE
P352 | F17 | F25 | S3 | S5 | N155 | N207 | 0 | FALSE
P353 | F17 | F26 | S3 | S5 | N155 | N214 | 0 | FALSE
P354 | F17 | F27 | S3 | S5 | N155 | N040 | 2.461 | FALSE
P355 | F17 | F28 | S3 | S5 | N155 | N220 | 5.5581 | TRUE
P356 | F17 | F29 | S3 | S5 | N155 | N229 | 0.90161 | FALSE
P357 | F17 | F30 | S3 | S5 | N155 | N236 | 6.5813 | TRUE
P358 | F18 | F19 | S3 | S4 | N164 | N028 | 1.7181 | FALSE
P359 | F18 | F20 | S3 | S4 | N164 | N170 | 0.72825 | FALSE
P360 | F18 | F21 | S3 | S4 | N164 | N178 | 1.52 | FALSE
P361 | F18 | F22 | S3 | S4 | N164 | N185 | 0.72374 | FALSE
P362 | F18 | F23 | S3 | S4 | N164 | N194 | 0.37247 | FALSE
P363 | F18 | F24 | S3 | S4 | N164 | N199 | 0.71867 | FALSE
P364 | F18 | F25 | S3 | S5 | N164 | N207 | 0 | FALSE
P365 | F18 | F26 | S3 | S5 | N164 | N214 | 0 | FALSE
P366 | F18 | F27 | S3 | S5 | N164 | N040 | 1.679 | FALSE
P367 | F18 | F28 | S3 | S5 | N164 | N220 | 3.428 | FALSE
P368 | F18 | F29 | S3 | S5 | N164 | N229 | 0.67107 | FALSE
P369 | F18 | F30 | S3 | S5 | N164 | N236 | 3.4386 | FALSE
P370 | F19 | F20 | S4 | S4 | N028 | N170 | 3.0596 | FALSE
P371 | F19 | F21 | S4 | S4 | N028 | N178 | 3.028 | FALSE
P372 | F19 | F22 | S4 | S4 | N028 | N185 | 3.0332 | FALSE
P373 | F19 | F23 | S4 | S4 | N028 | N194 | 2.306 | FALSE
P374 | F19 | F24 | S4 | S4 | N028 | N199 | 3.0038 | FALSE
P375 | F19 | F25 | S4 | S5 | N028 | N207 | 1.7882 | FALSE
P376 | F19 | F26 | S4 | S5 | N028 | N214 | 2.4762 | FALSE
P377 | F19 | F27 | S4 | S5 | N028 | N040 | 0 | FALSE
P378 | F19 | F28 | S4 | S5 | N028 | N220 | 2.5686 | FALSE
P379 | F19 | F29 | S4 | S5 | N028 | N229 | 2.7347 | FALSE
P380 | F19 | F30 | S4 | S5 | N028 | N236 | 2.5805 | FALSE
P381 | F20 | F21 | S4 | S4 | N170 | N178 | 2.43 | FALSE
P382 | F20 | F22 | S4 | S4 | N170 | N185 | 8.0257e-07 | FALSE
P383 | F20 | F23 | S4 | S4 | N170 | N194 | 3.345e-07 | FALSE
P384 | F20 | F24 | S4 | S4 | N170 | N199 | 1.1208e-07 | FALSE
P385 | F20 | F25 | S4 | S5 | N170 | N207 | 0.75346 | FALSE
P386 | F20 | F26 | S4 | S5 | N170 | N214 | 0.98579 | FALSE
P387 | F20 | F27 | S4 | S5 | N170 | N040 | 2.977 | FALSE
P388 | F20 | F28 | S4 | S5 | N170 | N220 | 6.0764 | TRUE
P389 | F20 | F29 | S4 | S5 | N170 | N229 | 1.0538e-06 | FALSE
P390 | F20 | F30 | S4 | S5 | N170 | N236 | 7.0951 | TRUE
P391 | F21 | F22 | S4 | S4 | N178 | N185 | 2.4154 | FALSE
P392 | F21 | F23 | S4 | S4 | N178 | N194 | 1.9383 | FALSE
P393 | F21 | F24 | S4 | S4 | N178 | N199 | 2.3989 | FALSE
P394 | F21 | F25 | S4 | S5 | N178 | N207 | 1.565 | FALSE
P395 | F21 | F26 | S4 | S5 | N178 | N214 | 1.96 | FALSE
P396 | F21 | F27 | S4 | S5 | N178 | N040 | 2.9611 | FALSE
P397 | F21 | F28 | S4 | S5 | N178 | N220 | 1.3306 | FALSE
P398 | F21 | F29 | S4 | S5 | N178 | N229 | 2.244 | FALSE
P399 | F21 | F30 | S4 | S5 | N178 | N236 | 1.3346 | FALSE
P400 | F22 | F23 | S4 | S4 | N185 | N194 | 7.3754e-07 | FALSE
P401 | F22 | F24 | S4 | S4 | N185 | N199 | 6.7917e-07 | FALSE
P402 | F22 | F25 | S4 | S5 | N185 | N207 | 0.74863 | FALSE
P403 | F22 | F26 | S4 | S5 | N185 | N214 | 0.97753 | FALSE
P404 | F22 | F27 | S4 | S5 | N185 | N040 | 2.952 | FALSE
P405 | F22 | F28 | S4 | S5 | N185 | N220 | 5.2331 | TRUE
P406 | F22 | F29 | S4 | S5 | N185 | N229 | 1.7779e-06 | FALSE
P407 | F22 | F30 | S4 | S5 | N185 | N236 | 5.4515 | TRUE
P408 | F23 | F24 | S4 | S4 | N194 | N199 | 3.8654e-07 | FALSE
P409 | F23 | F25 | S4 | S5 | N194 | N207 | 0.3842 | FALSE
P410 | F23 | F26 | S4 | S5 | N194 | N214 | 0.4891 | FALSE
P411 | F23 | F27 | S4 | S5 | N194 | N040 | 2.2509 | FALSE
P412 | F23 | F28 | S4 | S5 | N194 | N220 | 4.095 | FALSE
P413 | F23 | F29 | S4 | S5 | N194 | N229 | 4.0916e-07 | FALSE
P414 | F23 | F30 | S4 | S5 | N194 | N236 | 4.1084 | FALSE
P415 | F24 | F25 | S4 | S5 | N199 | N207 | 0.74321 | FALSE
P416 | F24 | F26 | S4 | S5 | N199 | N214 | 0.96831 | FALSE
P417 | F24 | F27 | S4 | S5 | N199 | N040 | 2.9241 | FALSE
P418 | F24 | F28 | S4 | S5 | N199 | N220 | 4.9847 | FALSE
P419 | F24 | F29 | S4 | S5 | N199 | N229 | 1.1414e-06 | FALSE
P420 | F24 | F30 | S4 | S5 | N199 | N236 | 5.0428 | TRUE
P421 | F25 | F26 | S5 | S5 | N207 | N214 | 0 | FALSE
P422 | F25 | F27 | S5 | S5 | N207 | N040 | 1.7459 | FALSE
P423 | F25 | F28 | S5 | S5 | N207 | N220 | 3.5665 | FALSE
P424 | F25 | F29 | S5 | S5 | N207 | N229 | 0.69241 | FALSE
P425 | F25 | F30 | S5 | S5 | N207 | N236 | 3.5781 | FALSE
P426 | F26 | F27 | S5 | S5 | N214 | N040 | 2.3957 | FALSE
P427 | F26 | F28 | S5 | S5 | N214 | N220 | 4.9211 | FALSE
P428 | F26 | F29 | S5 | S5 | N214 | N229 | 0.88383 | FALSE
P429 | F26 | F30 | S5 | S5 | N214 | N236 | 4.9431 | FALSE
P430 | F27 | F28 | S5 | S5 | N040 | N220 | 2.4832 | FALSE
P431 | F27 | F29 | S5 | S5 | N040 | N229 | 2.6685 | FALSE
P432 | F27 | F30 | S5 | S5 | N040 | N236 | 2.4943 | FALSE
P433 | F28 | F29 | S5 | S5 | N220 | N229 | 4.5424 | FALSE
P434 | F28 | F30 | S5 | S5 | N220 | N236 | 5.8501e-07 | FALSE
P435 | F29 | F30 | S5 | S5 | N229 | N236 | 4.5574 | FALSE